## User instructions
BREEAM International 2016 / Version 6 Wat 01 Water consumption calculator - User instructions
Important information This version of the BREEAM International 2016 Wat 01 calculator can be used for the following building types: 1) Offices 2) Retail 3) Industrial 4) Education 5) Other building types Assessors may use the ‘Other building type calculator’ for the assessment of Residential buildings, Residential institutions - Long term stay and Hotels and Residential institutions - Shorte term stay,selecting the relevant option from the drop-down list. For Bespoke projects, please, see the criteria appendix for details of which building type to use for the assessment of this issue. The BREEAM International 2016 Wat 01 calculator tool is compatible with Microsoft Excel versions 2007, 2010 and 2013.
User instructions There are two ways to calculate performance using the BREEAM International 2016 Wat 01 calculator: 1) The standard Wat 01 method 2) The alternative Wat 01 method The standard BREEAM water efficiency method determines water efficiency (measured in l/person/day and m3/person/yr) for a building based on the building's actual component specification and default usage patterns for the building type and its activity areas. This output is compared with the same output for a baseline component specification and the percentage improvement used to determine the number of BREEAM credits achieved. The standard approach is the default method for calculating water efficiency of a BREEAM assessed building and is that used for most of the common building types, where usage data is available, including: 1) Offices 2) Retail 3) Industrial 4) Education Where it is not possible to use the standard approach to determine the buildings water consumption total, and therefore a percentage improvement on the baseline specification, the assessment can be completed using the alternative method. The alternative method is used for any Other building type not listed above under the standard method.

## NCM act and schedules (hidden)
List of activities and daily schedules per week type
These are the daily schedules for the Activities listed in the activities Database as per 11/08/10.
They correspond to the daily schedule for Mondays.
The Week Type identifies potential differences in Monday schedules for different weeks of the year with different patterns of occupancy (e.g. schools full time and schools summer periods).
Week 1 (WK1) normally identifies standard operation (working weeks)
Activity ID | Activity Name | Building Type | OCCUPANCY_DENS | WEEKLY_SCHEDULE | Week Type | h00 | h01 | h02 | h03 | h04 | h05 | h06 | h07 | h08 | h09 | h10 | h11 | h12 | h13 | h14 | h15 | h16 | h17 | h18 | h19 | h20 | h21 | h22 | h23
1000 | Cupboard | B1 Offices and Workshop businesses | 0.11 | Office_Store_Occ_WK1 | WK1 | 0 | 0 | 0 | 0 | 0 | 0 | 0 | 0 | 1 | 1 | 1 | 1 | 1 | 1 | 1 | 1 | 1 | 1 | 0 | 0 | 0 | 0 | 0 | 0
1001 | Circulation area (corridors and stairways) | B1 Offices and Workshop businesses | 0.11733 | Office_Circulation_Occ_WK1 | WK1 | 0 | 0 | 0 | 0 | 0 | 0 | 0 | 0.25 | 0.5 | 1 | 1 | 1 | 0.75 | 0.75 | 1 | 1 | 1 | 0.5 | 0.25 | 0 | 0 | 0 | 0 | 0
1002 | Toilet | B1 Offices and Workshop businesses | 0.11244 | Office_Toilet_Occ_WK1 | WK1 | 0 | 0 | 0 | 0 | 0 | 0 | 0 | 0.25 | 0.5 | 1 | 1 | 1 | 0.75 | 0.75 | 1 | 1 | 1 | 0.5 | 0.25 | 0 | 0 | 0 | 0 | 0
1003 | Reception | B1 Offices and Workshop businesses | 0.10083 | Office_Reception_Occ_WK1 | WK1 | 0 | 0 | 0 | 0 | 0 | 0 | 0 | 0.25 | 0.5 | 1 | 1 | 1 | 0.75 | 0.75 | 1 | 1 | 1 | 0.5 | 0.25 | 0 | 0 | 0 | 0 | 0
1004 | Light plant room | B1 Offices and Workshop businesses | 0.11 | Office_Plant_Occ_WK1 | WK1 | 0 | 0 | 0 | 0 | 0 | 0 | 0 | 0 | 0 | 0 | 0 | 0 | 0 | 0 | 0 | 0 | 0 | 0 | 0 | 0 | 0 | 0 | 0 | 0
1005 | Generic Office Area | B1 Offices and Workshop businesses | 0.111 | Office_OpenOff_Occ_WK1 | WK1 | 0 | 0 | 0 | 0 | 0 | 0 | 0 | 0.25 | 0.5 | 1 | 1 | 1 | 0.75 | 0.75 | 1 | 1 | 1 | 0.5 | 0.25 | 0 | 0 | 0 | 0 | 0
1006 | Fitness suite/gym | B1 Offices and Workshop businesses | 0.16485 | Office_FitGym_Occ_Wk1 | Wk1 | 0 | 0 | 0 | 0 | 0 | 0 | 0.25 | 1 | 1 | 0.25 | 0 | 0.25 | 1 | 1 | 0.5 | 0 | 0 | 0.5 | 1 | 1 | 0.5 | 0 | 0 | 0
1007 | Changing facilities with showers | B1 Offices and Workshop businesses | 0.1 | Office_Changing_Occ_WK1 | WK1 | 0 | 0 | 0 | 0 | 0 | 0 | 0 | 1 | 1 | 1 | 1 | 1 | 1 | 1 | 1 | 1 | 1 | 1 | 1 | 1 | 0 | 0 | 0 | 0
1008 | Food preparation area | B1 Offices and Workshop businesses | 0.10804 | Office_FoodPrep_Occ_WK1 | WK1 | 0 | 0 | 0 | 0 | 0 | 0 | 0.25 | 0.75 | 1 | 1 | 1 | 1 | 1 | 1 | 0.75 | 0.25 | 0.25 | 0.75 | 1 | 1 | 1 | 1 | 0.75 | 0.25
1009 | Eating/drinking area | B1 Offices and Workshop businesses | 0.28889 | Office_EatDrink_Occ_WK1 | WK1 | 0 | 0 | 0 | 0 | 0 | 0 | 0 | 0 | 0 | 0 | 0 | 0.25 | 1 | 1 | 0.75 | 0 | 0 | 0 | 0 | 0 | 0 | 0 | 0 | 0
1010 | Workshop - small scale | B1 Offices and Workshop businesses | 0.068056 | Office_WkshpSS_Occ_Wk1 | Wk1 | 0 | 0 | 0 | 0 | 0 | 0 | 0 | 0.25 | 0.5 | 1 | 1 | 1 | 0.75 | 0.75 | 1 | 1 | 1 | 0.5 | 0.25 | 0 | 0 | 0 | 0 | 0
1012 | Laundry | A1/A2 Retail and Financial/Professional services | 0.12467 | Office_Laund_Occ_Wk1 | Wk1 | 0 | 0 | 0 | 0 | 0 | 0 | 0 | 0.25 | 0.5 | 1 | 1 | 1 | 0.75 | 0.75 | 1 | 1 | 1 | 0.5 | 0.25 | 0 | 0 | 0 | 0 | 0
1013 | Assembly areas / halls | C1 Hotels | 0.18333 | Hotel_Lecture_Occ_WK1 | WK1 | 0 | 0 | 0 | 0 | 0 | 0 | 0 | 0 | 0 | 1 | 1 | 1 | 1 | 1 | 1 | 1 | 1 | 1 | 1 | 1 | 1 | 0 | 0 | 0
1014 | Bedroom unit | C1 Hotels | 0.094433 | Hotel_Bed_Occ_WK1 | WK1 | 1 | 1 | 1 | 1 | 1 | 1 | 1 | 0.5 | 0.25 | 0 | 0 | 0 | 0 | 0 | 0 | 0 | 0 | 0 | 0 | 0 | 0 | 0 | 0.25 | 0.75
1015 | Changing facilities with showers | C1 Hotels | 0.11905 | Hotel_Changing_Occ_WK1 | WK1 | 0 | 0 | 0 | 0 | 0 | 0 | 0 | 0 | 0 | 1 | 1 | 1 | 1 | 1 | 1 | 1 | 1 | 1 | 1 | 1 | 1 | 0 | 0 | 0
1016 | Circulation area (corridors and stairways) | C1 Hotels | 0.11472 | Hotel_Circulation_Occ_WK1 | WK1 | 0 | 0 | 0 | 0 | 0 | 0 | 0 | 1 | 1 | 1 | 1 | 1 | 1 | 1 | 1 | 1 | 1 | 1 | 1 | 1 | 1 | 1 | 1 | 0.3
1017 | Food preparation area | C1 Hotels | 0.10804 | Hotel_FoodPrep_Occ_WK1 | WK1 | 0 | 0 | 0 | 0 | 0 | 0 | 0.25 | 0.75 | 1 | 1 | 1 | 1 | 1 | 1 | 0.75 | 0.25 | 0.25 | 0.75 | 1 | 1 | 1 | 1 | 0.75 | 0.25
1018 | Eating/drinking area | C1 Hotels | 0.18739 | Hotel_EatDrink_Occ_WK1 | WK1 | 0 | 0 | 0 | 0 | 0 | 0 | 0 | 0.25 | 0.25 | 0.5 | 0.5 | 0.5 | 1 | 1 | 0.5 | 0.25 | 0.25 | 0.25 | 0.5 | 1 | 1 | 1 | 0.5 | 0
1019 | Fitness suite/gym | C1 Hotels | 0.14018 | Hotel_FitGym_Occ_Wk1 | Wk1 | 0 | 0 | 0 | 0 | 0 | 0 | 0 | 0 | 0 | 1 | 1 | 1 | 1 | 1 | 1 | 1 | 1 | 1 | 1 | 1 | 1 | 0 | 0 | 0
1020 | Laundry | C1 Hotels | 0.121 | Hotel_Laund_Occ_Wk1 | Wk1 | 0 | 0 | 0 | 0 | 0 | 0 | 0 | 0 | 1 | 1 | 1 | 1 | 1 | 1 | 1 | 1 | 1 | 1 | 0 | 0 | 0 | 0 | 0 | 0
1021 | Light plant room | C1 Hotels | 0.11 | Hotel_Plant_Occ_WK1 | WK1 | 0 | 0 | 0 | 0 | 0 | 0 | 0 | 0 | 0 | 0 | 0 | 0 | 0 | 0 | 0 | 0 | 0 | 0 | 0 | 0 | 0 | 0 | 0 | 0
1022 | Reception | C1 Hotels | 0.1046 | Hotel_Reception_Occ_WK1 | WK1 | 0 | 0 | 0 | 0 | 0 | 0 | 0 | 1 | 1 | 1 | 1 | 1 | 1 | 1 | 1 | 1 | 1 | 1 | 1 | 1 | 1 | 1 | 1 | 0.3
1023 | Toilet | C1 Hotels | 0.11786 | Hotel_Toilet_Occ_WK1 | WK1 | 0 | 0 | 0 | 0 | 0 | 0 | 0 | 1 | 1 | 1 | 1 | 1 | 1 | 1 | 1 | 1 | 1 | 1 | 1 | 1 | 1 | 0 | 0 | 0
1024 | Swimming pool | C1 Hotels | 0.13954 | Hotel_Swim_Occ_WK1 | WK1 | 0 | 0 | 0 | 0 | 0 | 0 | 0 | 0 | 0 | 1 | 1 | 1 | 1 | 1 | 1 | 1 | 1 | 1 | 1 | 1 | 1 | 0 | 0 | 0
1025 | Dry sports hall | C1 Hotels | 0.041228 | Hotel_DrySptHall_Occ_WK1 | WK1 | 0 | 0 | 0 | 0 | 0 | 0 | 0 | 0 | 0 | 1 | 1 | 1 | 1 | 1 | 1 | 1 | 1 | 1 | 1 | 1 | 1 | 0 | 0 | 0
1026 | Cupboard | C1 Hotels | 0.11 | Hotel_Store_Occ_WK1 | WK1 | 0 | 0 | 0 | 0 | 0 | 0 | 0 | 1 | 1 | 1 | 1 | 1 | 1 | 1 | 1 | 1 | 1 | 1 | 1 | 1 | 1 | 0 | 0 | 0
1028 | Generic Office Area | C1 Hotels | 0.10607 | Hotel_CellOff_Occ_WK1 | WK1 | 0 | 0 | 0 | 0 | 0 | 0 | 0 | 0.25 | 0.5 | 1 | 1 | 1 | 0.75 | 0.75 | 1 | 1 | 1 | 0.5 | 0.25 | 0 | 0 | 0 | 0 | 0
1029 | Circulation area (corridors and stairways) - non public | A3/A4/A5 Restaurant and Cafes/Drinking Establishments and Hot Food takeaways | 0.12764 | RestPub_Circulation_Occ_WK1 | WK1 | 0 | 0 | 0 | 0 | 0 | 0 | 0 | 0.25 | 0.25 | 0.5 | 0.5 | 0.5 | 1 | 1 | 0.5 | 0.25 | 0.25 | 0.25 | 0.5 | 1 | 1 | 1 | 0.5 | 0
1030 | Eating/drinking area | A3/A4/A5 Restaurant and Cafes/Drinking Establishments and Hot Food takeaways | 0.2 | RestPub_EatDrink_Occ_WK1 | WK1 | 0 | 0 | 0 | 0 | 0 | 0 | 0 | 0.25 | 0.25 | 0.5 | 0.5 | 0.5 | 1 | 1 | 0.5 | 0.25 | 0.25 | 0.25 | 0.5 | 1 | 1 | 1 | 0.5 | 0
1031 | Food preparation area | A3/A4/A5 Restaurant and Cafes/Drinking Establishments and Hot Food takeaways | 0.11 | RestPub_FoodPrep_Occ_WK1 | WK1 | 0 | 0 | 0 | 0 | 0 | 0 | 0.25 | 0.75 | 1 | 1 | 1 | 1 | 1 | 1 | 0.75 | 0.25 | 0.25 | 0.75 | 1 | 1 | 1 | 1 | 0.75 | 0.25
1032 | Cupboard | A3/A4/A5 Restaurant and Cafes/Drinking Establishments and Hot Food takeaways | 0.12375 | RestPub_Store_Occ_WK1 | WK1 | 0 | 0 | 0 | 0 | 0 | 0 | 0 | 0 | 0 | 0.75 | 1 | 1 | 0.75 | 0.75 | 1 | 1 | 1 | 0.75 | 0 | 0 | 0 | 0 | 0 | 0
1033 | Performance area (stage) | A3/A4/A5 Restaurant and Cafes/Drinking Establishments and Hot Food takeaways | 0.035924 | RestPub_Stage_Occ_WK1 | WK1 | 0 | 0 | 0 | 0 | 0 | 0 | 0 | 0 | 0 | 0 | 0 | 0 | 0 | 0 | 0 | 0 | 0.5 | 0.5 | 1 | 1 | 1 | 1 | 0.66667 | 0
1034 | Light plant room | A3/A4/A5 Restaurant and Cafes/Drinking Establishments and Hot Food takeaways | 0.11 | RestPub_Plant_Occ_WK1 | WK1 | 0 | 0 | 0 | 0 | 0 | 0 | 0 | 0 | 0 | 0 | 0 | 0 | 0 | 0 | 0 | 0 | 0 | 0 | 0 | 0 | 0 | 0 | 0 | 0
1036 | Toilet | A3/A4/A5 Restaurant and Cafes/Drinking Establishments and Hot Food takeaways | 0.088405 | RestPub_Toilet_Occ_WK1 | WK1 | 0 | 0 | 0 | 0 | 0 | 0 | 0 | 1 | 1 | 1 | 1 | 1 | 1 | 1 | 1 | 1 | 1 | 1 | 1 | 1 | 1 | 1 | 1 | 0.3
1038 | Generic Office Area | A3/A4/A5 Restaurant and Cafes/Drinking Establishments and Hot Food takeaways | 0.10944 | RestPub_CellOff_Occ_WK1 | WK1 | 0 | 0 | 0 | 0 | 0 | 0 | 0 | 0.1 | 0.25 | 0.75 | 1 | 1 | 0.5 | 0.5 | 1 | 1 | 0.5 | 0.5 | 0 | 0 | 0 | 0 | 0 | 0
1039 | Circulation area (corridors and stairways) | B2 to B7 General Industrial and Special Industrial Groups | 0.12375 | Indust_Circulation_Occ_WK1 | WK1 | 0 | 0 | 0 | 0 | 0 | 0 | 0 | 0 | 0 | 1 | 1 | 1 | 1 | 1 | 1 | 1 | 1 | 0 | 0 | 0 | 0 | 0 | 0 | 0
1040 | Eating/drinking area | B2 to B7 General Industrial and Special Industrial Groups | 0.17778 | Indust_EatDrink_Occ_WK1 | WK1 | 0 | 0 | 0 | 0 | 0 | 0 | 0 | 0 | 0 | 0 | 0 | 0.25 | 1 | 1 | 0.75 | 0 | 0 | 0 | 0 | 0 | 0 | 0 | 0 | 0
1041 | Food preparation area | B2 to B7 General Industrial and Special Industrial Groups | 0.21267 | Indust_FoodPrep_Occ_WK1 | WK1 | 0 | 0 | 0 | 0 | 0 | 0 | 0 | 0 | 0 | 0 | 0 | 0.25 | 1 | 1 | 0.75 | 0 | 0 | 0 | 0 | 0 | 0 | 0 | 0 | 0
1042 | Industrial process area | B2 to B7 General Industrial and Special Industrial Groups | 0.022459 | Indust_IndProcess_Occ_Wk1 | Wk1 | 0 | 0 | 0 | 0 | 0 | 0 | 0 | 0.25 | 0.5 | 1 | 1 | 1 | 0.75 | 0.75 | 1 | 1 | 1 | 0.5 | 0.25 | 0 | 0 | 0 | 0 | 0
1043 | Laboratory | B2 to B7 General Industrial and Special Industrial Groups | 0.10694 | Indust_Lab_Occ_WK1 | WK1 | 0 | 0 | 0 | 0 | 0 | 0 | 0 | 0.25 | 0.5 | 1 | 1 | 1 | 0.75 | 0.75 | 1 | 1 | 1 | 0.5 | 0.25 | 0 | 0 | 0 | 0 | 0
1044 | Light plant room | B2 to B7 General Industrial and Special Industrial Groups | 0.11 | Indust_Plant_Occ_WK1 | WK1 | 0 | 0 | 0 | 0 | 0 | 0 | 0 | 0 | 0 | 0 | 0 | 0 | 0 | 0 | 0 | 0 | 0 | 0 | 0 | 0 | 0 | 0 | 0 | 0
1045 | Reception | B2 to B7 General Industrial and Special Industrial Groups | 0.11 | Indust_Reception_Occ_WK1 | WK1 | 0 | 0 | 0 | 0 | 0 | 0 | 0 | 0 | 0 | 1 | 1 | 1 | 1 | 1 | 1 | 1 | 1 | 0 | 0 | 0 | 0 | 0 | 0 | 0
1046 | Cupboard | B2 to B7 General Industrial and Special Industrial Groups | 0.12375 | Indust_Store_Occ_WK1 | WK1 | 0 | 0 | 0 | 0 | 0 | 0 | 0 | 0 | 0 | 1 | 1 | 1 | 1 | 1 | 1 | 1 | 1 | 0 | 0 | 0 | 0 | 0 | 0 | 0
1049 | Toilet | B2 to B7 General Industrial and Special Industrial Groups | 0.12375 | Indust_Toilet_Occ_WK1 | WK1 | 0 | 0 | 0 | 0 | 0 | 0 | 0 | 0 | 0 | 1 | 1 | 1 | 1 | 1 | 1 | 1 | 1 | 0 | 0 | 0 | 0 | 0 | 0 | 0
1050 | Warehouse storage | B2 to B7 General Industrial and Special Industrial Groups | 0.0090123 | Indust_WareStore_Occ_Wk1 | Wk1 | 0 | 0 | 0 | 0 | 0 | 0 | 0 | 1 | 1 | 1 | 1 | 1 | 1 | 1 | 1 | 1 | 1 | 1 | 1 | 1 | 0 | 0 | 0 | 0
1052 | Generic Office Area | B2 to B7 General Industrial and Special Industrial Groups | 0.10792 | Indust_CellOff_Occ_WK1 | WK1 | 0 | 0 | 0 | 0 | 0 | 0 | 0 | 0.25 | 0.5 | 1 | 1 | 1 | 0.75 | 0.75 | 1 | 1 | 1 | 0.5 | 0.25 | 0 | 0 | 0 | 0 | 0
1053 | Circulation area (corridors and stairways) | B8 Storage or Distribution | 0.094286 | Ware_Circulation_Occ_Wk1 | Wk1 | 0 | 0 | 0 | 0 | 0 | 0 | 0 | 0 | 1 | 1 | 1 | 1 | 1 | 1 | 1 | 1 | 1 | 1 | 0 | 0 | 0 | 0 | 0 | 0
1054 | Food preparation area | B8 Storage or Distribution | 0.124 | Ware_FoodPrep_Occ_Wk1 | Wk1 | 0 | 0 | 0 | 0 | 0 | 0 | 0 | 0 | 0 | 0.5 | 1 | 1 | 1 | 0.75 | 1 | 0.75 | 0 | 0 | 0 | 0 | 0 | 0 | 0 | 0
1055 | Eating/drinking area | B8 Storage or Distribution | 0.35797 | Ware_EatDrink_Occ_Wk1 Ware_EatDrink_Wk1 | Wk1 | 0 | 0 | 0 | 0 | 0 | 0 | 0 | 0 | 0 | 0 | 0 | 0.25 | 1 | 1 | 0.75 | 0 | 0 | 0 | 0 | 0 | 0 | 0 | 0 | 0
1056 | Light plant room | B8 Storage or Distribution | 0.10607 | Ware_Plant_Occ_Wk1 | Wk1 | 0 | 0 | 0 | 0 | 0 | 0 | 0 | 0 | 0 | 0 | 0 | 0 | 0 | 0 | 0 | 0 | 0 | 0 | 0 | 0 | 0 | 0 | 0 | 0
1057 | Reception | B8 Storage or Distribution | 0.11281 | Ware_Reception_Occ_WK1 | WK1 | 0 | 0 | 0 | 0 | 0 | 0 | 0 | 0 | 0 | 1 | 1 | 1 | 1 | 1 | 1 | 1 | 1 | 0 | 0 | 0 | 0 | 0 | 0 | 0
1059 | Cupboard | B8 Storage or Distribution | 0.10371 | Ware_Store_Occ_Wk1 | Wk1 | 0 | 0 | 0 | 0 | 0 | 0 | 0 | 0 | 1 | 1 | 1 | 1 | 1 | 1 | 1 | 1 | 1 | 1 | 0 | 0 | 0 | 0 | 0 | 0
1060 | Toilet | B8 Storage or Distribution | 0.10371 | Ware_Toilet_Occ_Wk1 | Wk1 | 0 | 0 | 0 | 0 | 0 | 0 | 0 | 0 | 1 | 1 | 1 | 1 | 1 | 1 | 1 | 1 | 1 | 1 | 0 | 0 | 0 | 0 | 0 | 0
1063 | Warehouse storage | B8 Storage or Distribution | 0.010857 | Ware_WareStore_Occ_Wk1 | Wk1 | 0 | 0 | 0 | 0 | 0 | 0 | 0 | 0 | 1 | 1 | 1 | 1 | 1 | 1 | 1 | 1 | 1 | 1 | 0 | 0 | 0 | 0 | 0 | 0
1064 | Changing facilities with showers | B8 Storage or Distribution | 0.325 | Ware_Changing_Occ_WK1 | WK1 | 0 | 0 | 0 | 0 | 0 | 0 | 0 | 0 | 0 | 0.25 | 0.25 | 0.25 | 0.25 | 0.25 | 0.25 | 0.25 | 0.25 | 0 | 0 | 0 | 0 | 0 | 0 | 0
1066 | Generic Office Area | B8 Storage or Distribution | 0.095143 | Ware_CellOff_Occ_Wk1 | Wk1 | 0 | 0 | 0 | 0 | 0 | 0 | 0 | 0 | 1 | 1 | 1 | 1 | 1 | 1 | 1 | 1 | 1 | 1 | 0 | 0 | 0 | 0 | 0 | 0
1067 | Circulation area (corridors and stairways) - non public | A1/A2 Retail and Financial/Professional services | 0.10371 | Ret_Circulation_Occ_Wk1 | Wk1 | 0 | 0 | 0 | 0 | 0 | 0 | 0 | 0 | 1 | 1 | 1 | 1 | 1 | 1 | 1 | 1 | 1 | 1 | 0 | 0 | 0 | 0 | 0 | 0
1068 | Food preparation area | A1/A2 Retail and Financial/Professional services | 0.108 | Ret_FoodPrep_Occ_Wk1 | Wk1 | 0 | 0 | 0 | 0 | 0 | 0 | 0 | 0 | 0 | 0.5 | 1 | 1 | 1 | 0.75 | 1 | 0.75 | 0 | 0 | 0 | 0 | 0 | 0 | 0 | 0
1069 | Eating/drinking area | A1/A2 Retail and Financial/Professional services | 0.33051 | Ret_EatDrink_Occ_Wk1 Ret_EatDrink_Wk1 | Wk1 | 0 | 0 | 0 | 0 | 0 | 0 | 0 | 0 | 0 | 0 | 0 | 0.25 | 1 | 1 | 0.75 | 0 | 0 | 0 | 0 | 0 | 0 | 0 | 0 | 0
1070 | Light plant room | A1/A2 Retail and Financial/Professional services | 0.10607 | Ret_Plant_Occ_Wk1 | Wk1 | 0 | 0 | 0 | 0 | 0 | 0 | 0 | 0 | 0 | 0 | 0 | 0 | 0 | 0 | 0 | 0 | 0 | 0 | 0 | 0 | 0 | 0 | 0 | 0
1071 | Small Shop Unit Sales area - general | A1/A2 Retail and Financial/Professional services | 0.11688 | Ret_Sales_Occ_Wk1 | Wk1 | 0 | 0 | 0 | 0 | 0 | 0 | 0 | 0 | 0 | 0.75 | 1 | 1 | 0.75 | 0.75 | 1 | 1 | 1 | 0.75 | 0 | 0 | 0 | 0 | 0 | 0
1072 | Small Shop Unit Sales area - chilled | A1/A2 Retail and Financial/Professional services | 0.11688 | Ret_SalesChill_Occ_Wk1 | Wk1 | 0 | 0 | 0 | 0 | 0 | 0 | 0 | 0 | 0 | 0.75 | 1 | 1 | 0.75 | 0.75 | 1 | 1 | 1 | 0.75 | 0 | 0 | 0 | 0 | 0 | 0
1073 | Small Shop Unit Sales area - electrical | A1/A2 Retail and Financial/Professional services | 0.11688 | Ret_SalesElectric_Occ_Wk1 | Wk1 | 0 | 0 | 0 | 0 | 0 | 0 | 0 | 0 | 0 | 0.75 | 1 | 1 | 0.75 | 0.75 | 1 | 1 | 1 | 0.75 | 0 | 0 | 0 | 0 | 0 | 0
1074 | Cupboard | A1/A2 Retail and Financial/Professional services | 0.10371 | Ret_Store_Occ_Wk1 | Wk1 | 0 | 0 | 0 | 0 | 0 | 0 | 0 | 0 | 1 | 1 | 1 | 1 | 1 | 1 | 1 | 1 | 1 | 1 | 0 | 0 | 0 | 0 | 0 | 0
1077 | Toilet | A1/A2 Retail and Financial/Professional services | 0.10371 | Ret_Toilet_Occ_Wk1 | Wk1 | 0 | 0 | 0 | 0 | 0 | 0 | 0 | 0 | 1 | 1 | 1 | 1 | 1 | 1 | 1 | 1 | 1 | 1 | 0 | 0 | 0 | 0 | 0 | 0
1078 | Generic Office Area | A1/A2 Retail and Financial/Professional services | 0.095143 | Ret_CellOff_Occ_Wk1 | Wk1 | 0 | 0 | 0 | 0 | 0 | 0 | 0 | 0 | 1 | 1 | 1 | 1 | 1 | 1 | 1 | 1 | 1 | 1 | 0 | 0 | 0 | 0 | 0 | 0
1079 | Domestic Lounge | Residential spaces | 0.018756 | Dwell_DomLounge_Occ_Wk1 | Wk1 | 0 | 0 | 0 | 0 | 0 | 0 | 0 | 0 | 0 | 0 | 0 | 0 | 0 | 0 | 0 | 0 | 0.5 | 0.5 | 1 | 1 | 1 | 1 | 0.66667 | 0
1080 | Domestic Bedroom | Residential spaces | 0.022939 | Dwell_DomBed_Occ_Wk1 | Wk1 | 1 | 1 | 1 | 1 | 1 | 1 | 1 | 0.5 | 0.25 | 0 | 0 | 0 | 0 | 0 | 0 | 0 | 0 | 0 | 0 | 0 | 0 | 0 | 0.25 | 0.75
1081 | Domestic Dining room | Residential spaces | 0.016916 | Dwell_DomDining_Occ_Wk1 | Wk1 | 0 | 0 | 0 | 0 | 0 | 0 | 0.25 | 1 | 1 | 0.25 | 0 | 0 | 0 | 0 | 0 | 0 | 0 | 0 | 0.5 | 1 | 1 | 0.3 | 0 | 0
1082 | Domestic Toilet | Residential spaces | 0.024317 | Dwell_DomToilet_Occ_Wk1 | Wk1 | 0 | 0 | 0 | 0 | 0 | 0 | 0.25 | 1 | 1 | 0.25 | 0 | 0 | 0 | 0 | 0 | 0 | 0 | 0 | 0.5 | 1 | 1 | 0.3 | 0 | 0
1083 | Domestic Kitchen | Residential spaces | 0.023704 | Dwell_DomKitchen_Occ_Wk1 | Wk1 | 0 | 0 | 0 | 0 | 0 | 0 | 0 | 1 | 1 | 1 | 0 | 0 | 0 | 0 | 0 | 0 | 0 | 0 | 0 | 0.2 | 0.2 | 0.2 | 0.2 | 0
1084 | Domestic Circulation | Residential spaces | 0.015504 | Dwell_DomCirculation_Occ_Wk1 | Wk1 | 0 | 0 | 0 | 0 | 0 | 0 | 0 | 1 | 1 | 1 | 0 | 0 | 0 | 0 | 0 | 0 | 0 | 0 | 0 | 0.2 | 0.2 | 0.2 | 0.2 | 0
1085 | Domestic Bathroom | Residential spaces | 0.018737 | Dwell_DomBath_Occ_Wk1 | Wk1 | 0 | 0 | 0 | 0 | 0 | 0 | 0 | 1 | 1 | 1 | 0 | 0 | 0 | 0 | 0 | 0 | 0 | 0 | 0 | 0.2 | 0.2 | 0.2 | 0.2 | 0
1086 | Common circulation areas | Residential spaces | 0.019646 | Dwell_DomCommonAreas_Occ_Wk1 | Wk1 | 0 | 0 | 0 | 0 | 0 | 0 | 0 | 0.5 | 1 | 0.5 | 0 | 0 | 0 | 0 | 0 | 0 | 0 | 0.25 | 0.5 | 0.75 | 1 | 1 | 0.75 | 0.25
1087 | Cupboard | C2 Residential Institutions - Hospitals and Care Homes | 0.10154 | Hosp_Store_Occ_WK1 | WK1 | 0 | 0 | 0 | 0 | 0 | 0 | 0 | 1 | 1 | 1 | 1 | 1 | 1 | 1 | 1 | 1 | 1 | 1 | 1 | 1 | 0 | 0 | 0 | 0
1088 | Circulation area (corridors and stairways) - non-public/restricted | C2 Residential Institutions - Hospitals and Care Homes | 0.11355 | Hosp_Circulation_Occ_WK1 | WK1 | 0 | 0 | 0 | 0 | 0 | 0 | 0 | 1 | 1 | 1 | 1 | 1 | 1 | 1 | 1 | 1 | 1 | 1 | 1 | 1 | 0 | 0 | 0 | 0
1089 | Toilet | C2 Residential Institutions - Hospitals and Care Homes | 0.1177 | Hosp_Toilet_Occ_WK1 | WK1 | 0 | 0 | 0 | 0 | 0 | 0 | 0 | 0 | 1 | 1 | 1 | 1 | 1 | 1 | 1 | 1 | 1 | 1 | 0 | 0 | 0 | 0 | 0 | 0
1090 | Reception | C2 Residential Institutions - Hospitals and Care Homes | 0.15167 | Hosp_Reception_Occ_WK1 | WK1 | 0 | 0 | 0 | 0 | 0 | 0 | 0 | 0.25 | 0.5 | 1 | 1 | 1 | 0.75 | 0.75 | 1 | 1 | 1 | 0.5 | 0.25 | 0 | 0 | 0 | 0 | 0
1093 | Post Mortem Facility | C2 Residential Institutions - Hospitals and Care Homes | 0.05 | Hosp_PostMortem_Occ_WK1 | WK1 | 0 | 0 | 0 | 0 | 0 | 0 | 0 | 1 | 1 | 1 | 1 | 1 | 1 | 1 | 1 | 1 | 1 | 1 | 1 | 1 | 1 | 0 | 0 | 0
1094 | Eating/drinking area | C2 Residential Institutions - Hospitals and Care Homes | 0.35 | Hosp_EatDrink_Occ_WK1 | WK1 | 0 | 0 | 0 | 0 | 0 | 0 | 0.25 | 1 | 1 | 0.25 | 0 | 0.25 | 1 | 1 | 0.5 | 0 | 0 | 0.5 | 1 | 1 | 0.5 | 0 | 0 | 0
1095 | Food preparation area | C2 Residential Institutions - Hospitals and Care Homes | 0.161 | Hosp_FoodPrep_Occ_WK1 | WK1 | 0 | 0 | 0 | 0 | 0 | 0 | 0 | 0 | 1 | 1 | 1 | 1 | 1 | 1 | 1 | 1 | 1 | 1 | 0 | 0 | 0 | 0 | 0 | 0
1096 | Light plant room | C2 Residential Institutions - Hospitals and Care Homes | 0.10154 | Hosp_Plant_Occ_WK1 | WK1 | 0 | 0 | 0 | 0 | 0 | 0 | 0 | 0 | 0 | 0 | 0 | 0 | 0 | 0 | 0 | 0 | 0 | 0 | 0 | 0 | 0 | 0 | 0 | 0
1097 | Physiotherapy Studio | C2 Residential Institutions - Hospitals and Care Homes | 0.2 | Hosp_Physiotherapy_Occ_Wk1 | Wk1 | 0 | 0 | 0 | 0 | 0 | 0 | 0 | 0 | 0 | 0.75 | 1 | 1 | 0.75 | 0.75 | 1 | 1 | 1 | 0.75 | 0 | 0 | 0 | 0 | 0 | 0
1098 | Bedroom Unit | C2 Residential Institutions - Hospitals and Care Homes | 0.10469 | Hosp_Bed_Occ_WK1 | WK1 | 1 | 1 | 1 | 1 | 1 | 1 | 1 | 0.5 | 0.25 | 0 | 0 | 0 | 0 | 0 | 0 | 0 | 0 | 0 | 0 | 0 | 0 | 0 | 0.25 | 0.75
1099 | Laundry | C2 Residential Institutions - Hospitals and Care Homes | 0.11733 | Hosp_Laund_Occ_Wk1 | Wk1 | 0 | 0 | 0 | 0 | 0 | 0 | 0 | 0.25 | 0.5 | 1 | 1 | 1 | 0.75 | 0.75 | 1 | 1 | 1 | 0.5 | 0.25 | 0 | 0 | 0 | 0 | 0
1100 | 24 hrs Consulting/treatment areas | C2 Residential Institutions - Hospitals and Care Homes | 0 | Hosp_AEConsRm_Occ_WK1 | WK1 | bar: h00 to h23
1101 | Assembly areas / halls | C2 Residential Institutions - Hospitals and Care Homes | 1 | Hosp_Lecture_Occ_WK1 | WK1 | 0 | 0 | 0 | 0 | 0 | 0 | 0 | 0 | 0 | 1 | 1 | 1 | 1 | 1 | 1 | 1 | 1 | 0 | 0 | 0 | 0 | 0 | 0 | 0
1102 | Hydrotherapy pool hall | C2 Residential Institutions - Hospitals and Care Homes | 0.1 | Hosp_Hydrotherapy_Occ_WK1 | WK1 | 0 | 0 | 0 | 0 | 0 | 0 | 0 | 0 | 0 | 1 | 1 | 1 | 1 | 1 | 1 | 1 | 1 | 0 | 0 | 0 | 0 | 0 | 0 | 0
1103 | Industrial process area | C2 Residential Institutions - Hospitals and Care Homes | 0.12352 | Hosp_IndProcess_Occ_Wk1 | Wk1 | 0 | 0 | 0 | 0 | 0 | 0 | 0 | 0.25 | 0.5 | 1 | 1 | 1 | 0.75 | 0.75 | 1 | 1 | 1 | 0.5 | 0.25 | 0 | 0 | 0 | 0 | 0
1104 | Laboratory | C2 Residential Institutions - Hospitals and Care Homes | 0.08 | Hosp_Lab_Occ_WK1 | WK1 | 0 | 0 | 0 | 0 | 0 | 0 | 0 | 0.25 | 0.5 | 1 | 1 | 1 | 0.75 | 0.75 | 1 | 1 | 1 | 0.5 | 0.25 | 0 | 0 | 0 | 0 | 0
1105 | Operating theatre | C2 Residential Institutions - Hospitals and Care Homes | 0.125 | Hosp_OpTheatre_Occ_WK1 | WK1 | bar: h07 to h20
1106 | Changing facilities with showers | C2 Residential Institutions - Hospitals and Care Homes | 0.5 | Hosp_Changing_Occ_WK1 | WK1 | 0 | 0 | 0 | 0 | 0 | 0 | 0 | 0 | 1 | 1 | 1 | 1 | 1 | 1 | 1 | 1 | 1 | 1 | 0 | 0 | 0 | 0 | 0 | 0
1107 | Classroom | C2 Residential Institutions - Hospitals and Care Homes | 1 | Hosp_ClassRm_Occ_Wk1 | Wk1 | 0 | 0 | 0 | 0 | 0 | 0 | 0 | 0 | 0 | 1 | 1 | 1 | 1 | 1 | 1 | 1 | 1 | 0 | 0 | 0 | 0 | 0 | 0 | 0
1108 | Diagnostic Imaging | C2 Residential Institutions - Hospitals and Care Homes | 0.1 | Hosp_Diagnostic_Occ_WK1 | WK1 | 0 | 0 | 0 | 0 | 0 | 0 | 0 | 1 | 1 | 1 | 1 | 1 | 1 | 1 | 1 | 1 | 1 | 1 | 1 | 1 | 1 | 0 | 0 | 0
1109 | Bathroom | C2 Residential Institutions - Hospitals and Care Homes | 0.23412 | Hosp_Bath_Occ_WK1 | WK1 | 0 | 0 | 0 | 0 | 0 | 0 | 0.25 | 1 | 1 | 0.25 | 0 | 0 | 0 | 0 | 0 | 0 | 0 | 0 | 0.5 | 1 | 1 | 0.3 | 0 | 0
1110 | Generic Ward | C2 Residential Institutions - Hospitals and Care Homes | 0.17515 | Hosp_WardPatients_Occ_WK1 | WK1 | 0 | 0 | 0 | 0 | 0 | 0 | 0 | 1 | 1 | 1 | 1 | 1 | 1 | 1 | 1 | 1 | 1 | 1 | 1 | 1 | 0 | 0 | 0 | 0
1111 | Office and consulting areas | C2 Residential Institutions - Hospitals and Care Homes | 0.195 | Hosp_CellOff_Occ_WK1 | WK1 | 0 | 0 | 0 | 0 | 0 | 0 | 0 | 0.25 | 0.5 | 1 | 1 | 1 | 0.75 | 0.75 | 1 | 1 | 1 | 0.5 | 0.25 | 0 | 0 | 0 | 0 | 0
1112 | Circulation area (corridors and stairways) - non public | Others - Passenger terminals | 0.11611 | Terminal_Circulation_Occ_WK1 | WK1 | 0 | 0 | 0 | 0 | 0 | 0 | 0 | 0.25 | 0.5 | 1 | 1 | 1 | 0.75 | 0.75 | 1 | 1 | 1 | 0.5 | 0.25 | 0 | 0 | 0 | 0 | 0
1113 | Light plant room | Others - Passenger terminals | 0.11 | Terminal_Plant_Occ_WK1 | WK1 | 0 | 0 | 0 | 0 | 0 | 0 | 0 | 0 | 0 | 0 | 0 | 0 | 0 | 0 | 0 | 0 | 0 | 0 | 0 | 0 | 0 | 0 | 0 | 0
1114 | Reception | Others - Passenger terminals | 0.121 | Terminal_Reception_Occ_WK1 | WK1 | 0 | 0 | 0 | 0 | 0 | 0 | 0 | 0 | 1 | 1 | 1 | 1 | 1 | 1 | 1 | 1 | 1 | 1 | 0 | 0 | 0 | 0 | 0 | 0
1115 | Cupboard | Others - Passenger terminals | 0.11846 | Terminal_Store_Occ_WK1 | WK1 | 0 | 0 | 0 | 0 | 0 | 0 | 0 | 1 | 1 | 1 | 1 | 1 | 1 | 1 | 1 | 1 | 1 | 1 | 1 | 1 | 0 | 0 | 0 | 0
1118 | Toilet | Others - Passenger terminals | 0.11889 | Terminal_Toilet_Occ_WK1 | WK1 | 0 | 0 | 0 | 0 | 0 | 0 | 0 | 0.25 | 0.5 | 1 | 1 | 1 | 0.75 | 0.75 | 1 | 1 | 1 | 0.5 | 0.25 | 0 | 0 | 0 | 0 | 0
1118 | Toilet | Others - Passenger terminals | 0.11889 | Terminal_Toilet_Occ_Wk2 | Wk2 | 0 | 0 | 0 | 0 | 0 | 0 | 0 | 0.25 | 0.5 | 1 | 1 | 1 | 0.75 | 0.75 | 1 | 1 | 1 | 0.5 | 0.25 | 0 | 0 | 0 | 0 | 0
1119 | Waiting Rooms | Others - Passenger terminals | 0.18462 | Terminal_WaitRm_Occ_WK1 | WK1 | 0 | 0 | 0 | 0 | 0 | 0 | 0 | 1 | 1 | 1 | 1 | 1 | 1 | 1 | 1 | 1 | 1 | 1 | 1 | 1 | 0 | 0 | 0 | 0
1120 | Lounges | Others - Passenger terminals | 0.20493 | Terminal_Lounge_Occ_Wk1 | Wk1 | 0 | 0 | 0 | 0 | 0 | 0 | 0 | 1 | 1 | 1 | 1 | 1 | 1 | 1 | 1 | 1 | 1 | 1 | 1 | 1 | 1 | 0 | 0 | 0
1120 | Lounges | Others - Passenger terminals | 0.20493 | Terminal_Lounge_Occ_Wk2 | Wk2 | 0 | 0 | 0 | 0 | 0 | 0 | 0 | 1 | 1 | 1 | 1 | 1 | 1 | 1 | 1 | 1 | 1 | 1 | 1 | 1 | 1 | 0 | 0 | 0
1121 | Food preparation area | Others - Passenger terminals | 0.11846 | Terminal_FoodPrep_Occ_WK1 | WK1 | 0 | 0 | 0 | 0 | 0 | 0 | 0 | 1 | 1 | 1 | 1 | 1 | 1 | 1 | 1 | 1 | 1 | 1 | 1 | 1 | 0 | 0 | 0 | 0
1122 | Eating/drinking area | Others - Passenger terminals | 0.21429 | Terminal_EatDrink_Occ_WK1 | WK1 | 0 | 0 | 0 | 0 | 0 | 0 | 0 | 1 | 1 | 1 | 1 | 1 | 1 | 1 | 1 | 1 | 1 | 1 | 1 | 1 | 1 | 0 | 0 | 0
1123 | Generic Office Area | Others - Passenger terminals | 0.12265 | Terminal_CellOff_Occ_WK1 | WK1 | 0 | 0 | 0 | 0 | 0 | 0 | 0 | 0.25 | 0.5 | 1 | 1 | 1 | 0.75 | 0.75 | 1 | 1 | 1 | 0.5 | 0.25 | 0 | 0 | 0 | 0 | 0
1124 | Generic Checkin areas | Others - Passenger terminals | 0.34144 | Terminal_Check_Occ_Wk1 | Wk1 | 0 | 0 | 0 | 0 | 0 | 0 | 0 | 0 | 0 | 0.25 | 0.25 | 0.25 | 0.25 | 0.25 | 0.25 | 0.25 | 0.25 | 0 | 0 | 0 | 0 | 0 | 0 | 0
1124 | Generic Checkin areas | Others - Passenger terminals | 0.34144 | Terminal_Check_Occ_Wk2 | Wk2 | 0 | 0 | 0 | 0 | 0 | 0 | 0 | 1 | 1 | 1 | 1 | 1 | 1 | 1 | 1 | 1 | 1 | 1 | 1 | 1 | 1 | 0 | 0 | 0
1125 | Cupboard | Others - Emergency services | 0.121 | EmgcySvc_Store_Occ_WK1 | WK1 | 0 | 0 | 0 | 0 | 0 | 0 | 0 | 0 | 1 | 1 | 1 | 1 | 1 | 1 | 1 | 1 | 1 | 1 | 0 | 0 | 0 | 0 | 0 | 0
1126 | Circulation area (corridors and stairways) | Others - Emergency services | 0.121 | EmgcySvc_Circulation_Occ_WK1 | WK1 | 0 | 0 | 0 | 0 | 0 | 0 | 0 | 0 | 1 | 1 | 1 | 1 | 1 | 1 | 1 | 1 | 1 | 1 | 0 | 0 | 0 | 0 | 0 | 0
1127 | Toilet | Others - Emergency services | 0.121 | EmgcySvc_Toilet_Occ_WK1 | WK1 | 0 | 0 | 0 | 0 | 0 | 0 | 0 | 0 | 1 | 1 | 1 | 1 | 1 | 1 | 1 | 1 | 1 | 1 | 0 | 0 | 0 | 0 | 0 | 0
1128 | Reception | Others - Emergency services | 0.12019 | EmgcySvc_Reception_Occ_WK1 | WK1 | 0 | 0 | 0 | 0 | 0 | 0 | 0 | 0.25 | 0.5 | 1 | 1 | 1 | 0.75 | 0.75 | 1 | 1 | 1 | 0.5 | 0.25 | 0 | 0 | 0 | 0 | 0
1129 | Changing facilities with showers | Others - Emergency services | 0.13 | EmgcySvc_Changing_Occ_WK1 | WK1 | 0 | 0 | 0 | 0 | 0 | 0 | 0 | 1 | 1 | 1 | 1 | 1 | 1 | 1 | 1 | 1 | 1 | 1 | 1 | 1 | 0 | 0 | 0 | 0
1130 | Food preparation area | Others - Emergency services | 0.21534 | EmgcySvc_FoodPrep_Occ_WK1 | WK1 | 0 | 0 | 0 | 0 | 0 | 0 | 0 | 0 | 0 | 0 | 0 | 0.25 | 1 | 1 | 0.75 | 0 | 0 | 0 | 0 | 0 | 0 | 0 | 0 | 0
1131 | Dry sports hall | Others - Emergency services | 0.05 | EmgcySvc_DrySpt_Occ_WK1 | WK1 | 0 | 0 | 0 | 0 | 0 | 0 | 0 | 0 | 0 | 1 | 1 | 1 | 1 | 1 | 1 | 1 | 1 | 1 | 1 | 1 | 1 | 0 | 0 | 0
1132 | Eating/drinking area | Others - Emergency services | 0.41288 | EmgcySvc_EatDrink_Occ_WK1 | WK1 | 0 | 0 | 0 | 0 | 0 | 0 | 0 | 0 | 0 | 0 | 0 | 0.25 | 1 | 1 | 0.75 | 0 | 0 | 0 | 0 | 0 | 0 | 0 | 0 | 0
1133 | Light plant room | Others - Emergency services | 0.11 | EmgcySvc_Plant_Occ_WK1 | WK1 | 0 | 0 | 0 | 0 | 0 | 0 | 0 | 0 | 0 | 0 | 0 | 0 | 0 | 0 | 0 | 0 | 0 | 0 | 0 | 0 | 0 | 0 | 0 | 0
1134 | Cell (police/prison) | Others - Emergency services | 0.22286 | EmgcySvc_Cell_Occ_WK1 | WK1 | 1 | 1 | 1 | 1 | 1 | 1 | 1 | 0.5 | 0.25 | 0 | 0 | 0 | 0 | 0 | 0 | 0 | 0 | 0 | 0 | 0 | 0 | 0 | 0.25 | 0.75
1135 | Bedroom | Others - Emergency services | 0.091429 | EmgcySvc_Bed_Occ_WK1 | WK1 | 1 | 1 | 1 | 1 | 1 | 1 | 1 | 0.5 | 0.25 | 0 | 0 | 0 | 0 | 0 | 0 | 0 | 0 | 0 | 0 | 0 | 0 | 0 | 0.25 | 0.75
1136 | Bathroom | Others - Emergency services | 0.16604 | EmgcySvc_Bath_Occ_WK1 | WK1 | 0 | 0 | 0 | 0 | 0 | 0 | 0.25 | 1 | 1 | 0.25 | 0 | 0 | 0 | 0 | 0 | 0 | 0 | 0 | 0.5 | 1 | 1 | 0.3 | 0 | 0
1137 | Fitness suite/gym | Others - Emergency services | 0.17 | EmgcySvc_DrySpt_Occ_WK1 | WK1 | 0 | 0 | 0 | 0 | 0 | 0 | 0 | 0 | 0 | 1 | 1 | 1 | 1 | 1 | 1 | 1 | 1 | 1 | 1 | 1 | 1 | 0 | 0 | 0
1138 | Generic Office Area | Others - Emergency services | 0.12765 | EmgcySvc_CellOff_Occ_WK1 | WK1 | 0 | 0 | 0 | 0 | 0 | 0 | 0 | 0.25 | 0.5 | 1 | 1 | 1 | 0.75 | 0.75 | 1 | 1 | 1 | 0.5 | 0.25 | 0 | 0 | 0 | 0 | 0
1139 | Circulation area (corridors and stairways) | Others -Telephone exchanges | 0.1068 | TelExchg_Circulation_Occ_WK1 | WK1 | 0 | 0 | 0 | 0 | 0 | 0 | 0 | 0.1 | 0.25 | 0.75 | 1 | 1 | 0.5 | 0.5 | 1 | 1 | 0.5 | 0.5 | 0 | 0 | 0 | 0 | 0 | 0
1140 | Toilet | Others -Telephone exchanges | 0.20059 | TelExchg_Toilet_Occ_WK1 | WK1 | 0 | 0 | 0 | 0 | 0 | 0 | 0 | 0 | 0 | 0 | 0 | 0.25 | 1 | 1 | 0.75 | 0 | 0 | 0 | 0 | 0 | 0 | 0 | 0 | 0
1141 | Reception | Others -Telephone exchanges | 0.12375 | TelExchg_Reception_Occ_WK1 | WK1 | 0 | 0 | 0 | 0 | 0 | 0 | 0 | 0 | 0 | 1 | 1 | 1 | 1 | 1 | 1 | 1 | 1 | 0 | 0 | 0 | 0 | 0 | 0 | 0
1142 | Light plant room | Others -Telephone exchanges | 0.11 | TelExchg_Plant_Occ_WK1 | WK1 | 0 | 0 | 0 | 0 | 0 | 0 | 0 | 0 | 0 | 0 | 0 | 0 | 0 | 0 | 0 | 0 | 0 | 0 | 0 | 0 | 0 | 0 | 0 | 0
1143 | Cupboard | Others -Telephone exchanges | 0.093333 | TelExchg_Store_Occ_WK1 | WK1 | 0 | 0 | 0 | 0 | 0 | 0 | 0 | 0 | 1 | 1 | 1 | 1 | 1 | 1 | 1 | 1 | 1 | 1 | 0 | 0 | 0 | 0 | 0 | 0
1144 | Generic Office Area | Others -Telephone exchanges | 0.099627 | TelExchg_CellOff_Occ_WK1 | WK1 | 0 | 0 | 0 | 0 | 0 | 0 | 0 | 0.25 | 0.5 | 1 | 1 | 1 | 0.75 | 0.75 | 1 | 1 | 1 | 0.5 | 0.25 | 0 | 0 | 0 | 0 | 0
1145 | Data Centre | Others - Miscellaneous 24hr activities | 0.09625 | Misc24Hr_DataCentre_Occ_Wk1 | Wk1 | 0 | 0 | 0 | 0 | 0 | 0 | 0 | 0 | 0 | 1 | 1 | 1 | 1 | 1 | 1 | 1 | 1 | 0 | 0 | 0 | 0 | 0 | 0 | 0
1146 | Server Room | Others - Miscellaneous 24hr activities | 0.09625 | Misc24Hr_ServerRoom_Occ_Wk1 | Wk1 | 0 | 0 | 0 | 0 | 0 | 0 | 0 | 0 | 0 | 1 | 1 | 1 | 1 | 1 | 1 | 1 | 1 | 0 | 0 | 0 | 0 | 0 | 0 | 0
1147 | Cupboard | D1 Non-residential Institutions - Libraries Museums and Galleries | 0.12375 | LibMusGall_Store_Occ_WK1 | WK1 | 0 | 0 | 0 | 0 | 0 | 0 | 0 | 0 | 0 | 1 | 1 | 1 | 1 | 1 | 1 | 1 | 1 | 0 | 0 | 0 | 0 | 0 | 0 | 0
1148 | Circulation area (corridors and stairways) - non public | D1 Non-residential Institutions - Libraries Museums and Galleries | 0.12375 | LibMusGall_Circulation_Occ_WK1 | WK1 | 0 | 0 | 0 | 0 | 0 | 0 | 0 | 0 | 0 | 1 | 1 | 1 | 1 | 1 | 1 | 1 | 1 | 0 | 0 | 0 | 0 | 0 | 0 | 0
1149 | Toilet | D1 Non-residential Institutions - Libraries Museums and Galleries | 0.12375 | LibMusGall_Toilet_Occ_WK1 | WK1 | 0 | 0 | 0 | 0 | 0 | 0 | 0 | 0 | 0 | 1 | 1 | 1 | 1 | 1 | 1 | 1 | 1 | 0 | 0 | 0 | 0 | 0 | 0 | 0
1150 | Reception | D1 Non-residential Institutions - Libraries Museums and Galleries | 0.094722 | LibMusGall_Reception_Occ_WK1 | WK1 | 0 | 0 | 0 | 0 | 0 | 0 | 0 | 0.25 | 0.5 | 1 | 1 | 1 | 0.75 | 0.75 | 1 | 1 | 1 | 0.5 | 0.25 | 0 | 0 | 0 | 0 | 0
1151 | Food preparation area | D1 Non-residential Institutions - Libraries Museums and Galleries | 0.176 | LibMusGall_FoodPrep_Occ_WK1 | WK1 | 0 | 0 | 0 | 0 | 0 | 0 | 0 | 0 | 0 | 0 | 0 | 0.25 | 1 | 1 | 0.75 | 0 | 0 | 0 | 0 | 0 | 0 | 0 | 0 | 0
1152 | Hall/lecture theatre/assembly area | D1 Non-residential Institutions - Libraries Museums and Galleries | 0.15 | LibMusGall_Lecture_Occ_WK1 | WK1 | 0 | 0 | 0 | 0 | 0 | 0 | 0 | 0 | 0 | 1 | 1 | 1 | 1 | 1 | 1 | 1 | 1 | 0 | 0 | 0 | 0 | 0 | 0 | 0
1153 | Laboratory | D1 Non-residential Institutions - Libraries Museums and Galleries | 0.097778 | LibMusGall_Lab_Occ_WK1 | WK1 | 0 | 0 | 0 | 0 | 0 | 0 | 0 | 0.25 | 0.5 | 1 | 1 | 1 | 0.75 | 0.75 | 1 | 1 | 1 | 0.5 | 0.25 | 0 | 0 | 0 | 0 | 0
1154 | Eating/drinking area | D1 Non-residential Institutions - Libraries Museums and Galleries | 0.32 | LibMusGall_EatDrink_Occ_WK1 | WK1 | 0 | 0 | 0 | 0 | 0 | 0 | 0 | 0 | 0 | 0 | 0 | 0.25 | 1 | 1 | 0.75 | 0 | 0 | 0 | 0 | 0 | 0 | 0 | 0 | 0
1155 | Light plant room | D1 Non-residential Institutions - Libraries Museums and Galleries | 0.11 | LibMusGall_Plant_Occ_WK1 | WK1 | 0 | 0 | 0 | 0 | 0 | 0 | 0 | 0 | 0 | 0 | 0 | 0 | 0 | 0 | 0 | 0 | 0 | 0 | 0 | 0 | 0 | 0 | 0 | 0
1156 | Workshop - small scale | D1 Non-residential Institutions - Libraries Museums and Galleries | 0.062222 | LibMusGall_WkshpSS_Occ_WK1 | WK1 | 0 | 0 | 0 | 0 | 0 | 0 | 0 | 0.25 | 0.5 | 1 | 1 | 1 | 0.75 | 0.75 | 1 | 1 | 1 | 0.5 | 0.25 | 0 | 0 | 0 | 0 | 0
1157 | Display and Public areas | D1 Non-residential Institutions - Libraries Museums and Galleries | 0.1497 | LibMusGall_CirculationPub_Occ_Wk1 | Wk1 | 0 | 0 | 0 | 0 | 0 | 0 | 0 | 0.25 | 0.5 | 1 | 1 | 1 | 0.75 | 0.75 | 1 | 1 | 1 | 0.5 | 0.25 | 0 | 0 | 0 | 0 | 0
1158 | Generic Office Area | D1 Non-residential Institutions - Libraries Museums and Galleries | 0.098667 | LibMusGall_CellOff_Occ_WK1 | WK1 | 0 | 0 | 0 | 0 | 0 | 0 | 0 | 0.25 | 0.5 | 1 | 1 | 1 | 0.75 | 0.75 | 1 | 1 | 1 | 0.5 | 0.25 | 0 | 0 | 0 | 0 | 0
1159 | Cupboard | D1 Non-residential Institutions - Community/Day Centre | 0.11 | DayCtr_Store_Occ_WK1 | WK1 | 0 | 0 | 0 | 0 | 0 | 0 | 0 | 0 | 1 | 1 | 1 | 1 | 1 | 1 | 1 | 1 | 1 | 1 | 0 | 0 | 0 | 0 | 0 | 0
1160 | Circulation area (corridors and stairways) | D1 Non-residential Institutions - Community/Day Centre | 0.11 | DayCtr_Circulation_Occ_WK1 | WK1 | 0 | 0 | 0 | 0 | 0 | 0 | 0 | 0 | 1 | 1 | 1 | 1 | 1 | 1 | 1 | 1 | 1 | 1 | 0 | 0 | 0 | 0 | 0 | 0
1161 | Toilet | D1 Non-residential Institutions - Community/Day Centre | 0.11 | DayCtr_Toilet_Occ_WK1 | WK1 | 0 | 0 | 0 | 0 | 0 | 0 | 0 | 0 | 1 | 1 | 1 | 1 | 1 | 1 | 1 | 1 | 1 | 1 | 0 | 0 | 0 | 0 | 0 | 0
1162 | Reception | D1 Non-residential Institutions - Community/Day Centre | 0.10845 | DayCtr_Reception_Occ_WK1 | WK1 | 0 | 0 | 0 | 0 | 0 | 0 | 0 | 0.1 | 0.25 | 0.75 | 1 | 1 | 0.5 | 0.5 | 1 | 1 | 0.5 | 0.5 | 0 | 0 | 0 | 0 | 0 | 0
1163 | Dry sports hall | D1 Non-residential Institutions - Community/Day Centre | 0.046875 | DayCtr_DrySptHall_Occ_WK1 | WK1 | 0 | 0 | 0 | 0 | 0 | 0 | 0 | 0 | 0 | 0.75 | 1 | 1 | 0.75 | 0.75 | 1 | 1 | 1 | 0.75 | 0 | 0 | 0 | 0 | 0 | 0
1164 | Food preparation area | D1 Non-residential Institutions - Community/Day Centre | 0.143 | DayCtr_FoodPrep_Occ_WK1 | WK1 | 0 | 0 | 0 | 0 | 0 | 0 | 0 | 0 | 0 | 0 | 0 | 0.25 | 1 | 1 | 0.75 | 0 | 0 | 0 | 0 | 0 | 0 | 0 | 0 | 0
1165 | Eating/drinking area | D1 Non-residential Institutions - Community/Day Centre | 0.3 | DayCtr_EatDrink_Occ_WK1 | WK1 | 0 | 0 | 0 | 0 | 0 | 0 | 0 | 0 | 0 | 0 | 0 | 0.25 | 1 | 1 | 0.75 | 0 | 0 | 0 | 0 | 0 | 0 | 0 | 0 | 0
1166 | Light plant room | D1 Non-residential Institutions - Community/Day Centre | 0.11 | DayCtr_Plant_Occ_WK1 | WK1 | 0 | 0 | 0 | 0 | 0 | 0 | 0 | 0 | 0 | 0 | 0 | 0 | 0 | 0 | 0 | 0 | 0 | 0 | 0 | 0 | 0 | 0 | 0 | 0
1167 | Changing facilities with showers | D1 Non-residential Institutions - Community/Day Centre | 0.11375 | DayCtr_Changing_Occ_WK1 | WK1 | 0 | 0 | 0 | 0 | 0 | 0 | 0 | 0 | 0 | 0.75 | 1 | 1 | 0.75 | 0.75 | 1 | 1 | 1 | 0.75 | 0 | 0 | 0 | 0 | 0 | 0
1168 | Workshop - small scale | D1 Non-residential Institutions - Community/Day Centre | 0.064167 | DayCtr_WkshpSS_Occ_Wk1 | Wk1 | 0 | 0 | 0 | 0 | 0 | 0 | 0 | 0 | 0 | 1 | 1 | 1 | 1 | 1 | 1 | 1 | 1 | 1 | 1 | 1 | 1 | 0 | 0 | 0
1169 | Hall/lecture theatre/assembly area | D1 Non-residential Institutions - Community/Day Centre | 0.16901 | DayCtr_Lecture_Occ_WK1 | WK1 | 0 | 0 | 0 | 0 | 0 | 0 | 0 | 0.1 | 0.25 | 0.75 | 1 | 1 | 0.5 | 0.5 | 1 | 1 | 0.5 | 0.5 | 0 | 0 | 0 | 0 | 0 | 0
1170 | Office and consulting areas | D1 Non-residential Institutions - Community/Day Centre | 0.10588 | DayCtr_CellOff_Occ_WK1 | WK1 | 0 | 0 | 0 | 0 | 0 | 0 | 0 | 0.1 | 0.25 | 0.75 | 1 | 1 | 0.5 | 0.5 | 1 | 1 | 0.5 | 0.5 | 0 | 0 | 0 | 0 | 0 | 0
1171 | Cupboard | D1 Non-residential Institutions - Primary Health Care Building | 0.121 | PrmHlthCare_Store_Occ_WK1 | WK1 | 0 | 0 | 0 | 0 | 0 | 0 | 0 | 0 | 1 | 1 | 1 | 1 | 1 | 1 | 1 | 1 | 1 | 1 | 0 | 0 | 0 | 0 | 0 | 0
1172 | Circulation area (corridors and stairways) | D1 Non-residential Institutions - Primary Health Care Building | 0.121 | PrmHlthCare_Circulation_Occ_WK1 | WK1 | 0 | 0 | 0 | 0 | 0 | 0 | 0 | 0 | 1 | 1 | 1 | 1 | 1 | 1 | 1 | 1 | 1 | 1 | 0 | 0 | 0 | 0 | 0 | 0
1173 | Toilet | D1 Non-residential Institutions - Primary Health Care Building | 0.121 | PrmHlthCare_Toilet_Occ_WK1 | WK1 | 0 | 0 | 0 | 0 | 0 | 0 | 0 | 0 | 1 | 1 | 1 | 1 | 1 | 1 | 1 | 1 | 1 | 1 | 0 | 0 | 0 | 0 | 0 | 0
1174 | Reception | D1 Non-residential Institutions - Primary Health Care Building | 0.11 | PrmHlthCare_Reception_Occ_WK1 | WK1 | 0 | 0 | 0 | 0 | 0 | 0 | 0 | 0.25 | 0.5 | 1 | 1 | 1 | 0.75 | 0.75 | 1 | 1 | 1 | 0.5 | 0.25 | 0 | 0 | 0 | 0 | 0
1175 | Light plant room | D1 Non-residential Institutions - Primary Health Care Building | 0.11 | PrmHlthCare_Plant_Occ_WK1 | WK1 | 0 | 0 | 0 | 0 | 0 | 0 | 0 | 0 | 0 | 0 | 0 | 0 | 0 | 0 | 0 | 0 | 0 | 0 | 0 | 0 | 0 | 0 | 0 | 0
1176 | Office and consulting areas | D1 Non-residential Institutions - Primary Health Care Building | 0.082 | PrmHlthCare_CellOff_Occ_WK1 | WK1 | 0 | 0 | 0 | 0 | 0 | 0 | 0 | 0.25 | 0.5 | 1 | 1 | 1 | 0.75 | 0.75 | 1 | 1 | 1 | 0.5 | 0.25 | 0 | 0 | 0 | 0 | 0
1177 | Cupboard | D1 Non-residential Institutions - Crown and County Courts | 0.12375 | Court_Store_Occ_WK1 | WK1 | 0 | 0 | 0 | 0 | 0 | 0 | 0 | 0 | 0 | 0.75 | 1 | 1 | 0.75 | 0.75 | 1 | 1 | 1 | 0.75 | 0 | 0 | 0 | 0 | 0 | 0
1178 | Circulation area (corridors and stairways) | D1 Non-residential Institutions - Crown and County Courts | 0.11244 | Court_Circulation_Occ_WK1 | WK1 | 0 | 0 | 0 | 0 | 0 | 0 | 0 | 0.25 | 0.5 | 1 | 1 | 1 | 0.75 | 0.75 | 1 | 1 | 1 | 0.5 | 0.25 | 0 | 0 | 0 | 0 | 0
1179 | Toilet | D1 Non-residential Institutions - Crown and County Courts | 0.11244 | Court_Toilet_Occ_WK1 | WK1 | 0 | 0 | 0 | 0 | 0 | 0 | 0 | 0.25 | 0.5 | 1 | 1 | 1 | 0.75 | 0.75 | 1 | 1 | 1 | 0.5 | 0.25 | 0 | 0 | 0 | 0 | 0
1180 | Reception | D1 Non-residential Institutions - Crown and County Courts | 0.10389 | Court_Reception_Occ_WK1 | WK1 | 0 | 0 | 0 | 0 | 0 | 0 | 0 | 0.25 | 0.5 | 1 | 1 | 1 | 0.75 | 0.75 | 1 | 1 | 1 | 0.5 | 0.25 | 0 | 0 | 0 | 0 | 0
1181 | Food preparation area | D1 Non-residential Institutions - Crown and County Courts | 0.18333 | Court_FoodPrep_Occ_WK1 | WK1 | 0 | 0 | 0 | 0 | 0 | 0 | 0 | 0 | 0 | 0 | 0 | 0.25 | 1 | 1 | 0.75 | 0 | 0 | 0 | 0 | 0 | 0 | 0 | 0 | 0
1182 | Hall/lecture theatre/assembly area | D1 Non-residential Institutions - Crown and County Courts | 0.1625 | Court_Lecture_Occ_WK1 | WK1 | 0 | 0 | 0 | 0 | 0 | 0 | 0 | 0 | 0 | 0.75 | 1 | 1 | 0.75 | 0.75 | 1 | 1 | 1 | 0.75 | 0 | 0 | 0 | 0 | 0 | 0
1183 | Eating/drinking area | D1 Non-residential Institutions - Crown and County Courts | 0.25778 | Court_EatDrink_Occ_WK1 | WK1 | 0 | 0 | 0 | 0 | 0 | 0 | 0 | 0 | 0 | 0 | 0 | 0.25 | 1 | 1 | 0.75 | 0 | 0 | 0 | 0 | 0 | 0 | 0 | 0 | 0
1184 | Light plant room | D1 Non-residential Institutions - Crown and County Courts | 0.11 | Court_Plant_Occ_WK1 | WK1 | 0 | 0 | 0 | 0 | 0 | 0 | 0 | 0 | 0 | 0 | 0 | 0 | 0 | 0 | 0 | 0 | 0 | 0 | 0 | 0 | 0 | 0 | 0 | 0
1185 | Cell (police/prison) | D1 Non-residential Institutions - Crown and County Courts | 0.143 | Court_Cell_Occ_WK1 | WK1 | 0 | 0 | 0 | 0 | 0 | 0 | 0 | 0 | 1 | 1 | 1 | 1 | 1 | 1 | 1 | 1 | 1 | 1 | 0 | 0 | 0 | 0 | 0 | 0
1186 | Generic Office Area | D1 Non-residential Institutions - Crown and County Courts | 0.12116 | DayCtr_CellOff_Occ_WK1 | WK1 | 0 | 0 | 0 | 0 | 0 | 0 | 0 | 0.1 | 0.25 | 0.75 | 1 | 1 | 0.5 | 0.5 | 1 | 1 | 0.5 | 0.5 | 0 | 0 | 0 | 0 | 0 | 0
1187 | Changing facilities with showers | D2 General Assembly and Leisure plus Night Clubs and Theatres | 0.12587 | D2_Changing_Occ_WK1 | WK1 | 0 | 0 | 0 | 0 | 0 | 0 | 0 | 0 | 0 | 1 | 1 | 1 | 1 | 1 | 1 | 1 | 1 | 1 | 1 | 1 | 1 | 0 | 0 | 0
1188 | Circulation area (corridors and stairways) - non public | D2 General Assembly and Leisure plus Night Clubs and Theatres | 0.10083 | D2_Circulation_Occ_WK1 | WK1 | 0 | 0 | 0 | 0 | 0 | 0 | 0 | 0 | 0 | 1 | 1 | 1 | 1 | 1 | 1 | 1 | 1 | 1 | 1 | 1 | 1 | 0 | 0 | 0
1189 | Dry sports hall | D2 General Assembly and Leisure plus Night Clubs and Theatres | 0.046711 | D2_DrySptHall_Occ_WK1 | WK1 | 0 | 0 | 0 | 0 | 0 | 0 | 0 | 0 | 0 | 1 | 1 | 1 | 1 | 1 | 1 | 1 | 1 | 1 | 1 | 1 | 1 | 0 | 0 | 0
1190 | Eating/drinking area | D2 General Assembly and Leisure plus Night Clubs and Theatres | 0.21831 | D2_EatDrink_Occ_WK1 | WK1 | 0 | 0 | 0 | 0 | 0 | 0 | 0 | 0 | 0 | 0 | 0 | 0.25 | 1 | 1 | 0.75 | 0 | 0 | 0 | 0 | 0 | 0 | 0 | 0 | 0
1191 | Fitness Studio | D2 General Assembly and Leisure plus Night Clubs and Theatres | 0.13222 | D2_FitStud_Occ_Wk1 | Wk1 | 0 | 0 | 0 | 0 | 0 | 0 | 0 | 0 | 0 | 1 | 1 | 1 | 1 | 1 | 1 | 1 | 1 | 1 | 1 | 1 | 1 | 0 | 0 | 0
1192 | Fitness suite/gym | D2 General Assembly and Leisure plus Night Clubs and Theatres | 0.17 | D2_FitGym_Occ_Wk1 | Wk1 | 0 | 0 | 0 | 0 | 0 | 0 | 0.25 | 1 | 1 | 0.25 | 0 | 0.25 | 1 | 1 | 0.5 | 0 | 0 | 0.5 | 1 | 1 | 0.5 | 0 | 0 | 0
1193 | Food preparation area | D2 General Assembly and Leisure plus Night Clubs and Theatres | 0.13051 | D2_FoodPrep_Occ_WK1 | WK1 | 0 | 0 | 0 | 0 | 0 | 0 | 0 | 0 | 0 | 0 | 0 | 0.25 | 1 | 1 | 0.75 | 0 | 0 | 0 | 0 | 0 | 0 | 0 | 0 | 0
1194 | Hall/lecture theatre/assembly area | D2 General Assembly and Leisure plus Night Clubs and Theatres | 0.175 | D2_Lecture_Occ_WK1 | WK1 | 0 | 0 | 0 | 0 | 0 | 0 | 0 | 0 | 0 | 0.75 | 1 | 1 | 0.75 | 0.75 | 1 | 1 | 1 | 0.75 | 0 | 0 | 0 | 0 | 0 | 0
1195 | Auditoria | D2 General Assembly and Leisure plus Night Clubs and Theatres | 0.34118 | D2_Auditoria_Occ_WK1 | WK1 | 0 | 0 | 0 | 0 | 0 | 0 | 0 | 0 | 0 | 0 | 0 | 0 | 0 | 0 | 0 | 0 | 0.5 | 0.5 | 1 | 1 | 1 | 1 | 0.66667 | 0
1196 | Ice rink | D2 General Assembly and Leisure plus Night Clubs and Theatres | 0.225 | D2_IceRink_Occ_WK1 | WK1 | 0 | 0 | 0 | 0 | 0 | 0 | 0 | 0 | 0 | 0.75 | 1 | 1 | 0.75 | 0.75 | 1 | 1 | 1 | 0.75 | 0 | 0 | 0 | 0 | 0 | 0
1197 | Laundry | D2 General Assembly and Leisure plus Night Clubs and Theatres | 0.09625 | D2_Laund_Occ_Wk1 | Wk1 | 0 | 0 | 0 | 0 | 0 | 0 | 0 | 0 | 0 | 1 | 1 | 1 | 1 | 1 | 1 | 1 | 1 | 0 | 0 | 0 | 0 | 0 | 0 | 0
1198 | Performance area (stage) | D2 General Assembly and Leisure plus Night Clubs and Theatres | 0.049412 | D2_Stage_Occ_WK1 | WK1 | 0 | 0 | 0 | 0 | 0 | 0 | 0 | 0 | 0 | 0 | 0 | 0 | 0 | 0 | 0 | 0 | 0.5 | 0.5 | 1 | 1 | 1 | 1 | 0.66667 | 0
1199 | Light plant room | D2 General Assembly and Leisure plus Night Clubs and Theatres | 0.11 | D2_Plant_Occ_WK1 | WK1 | 0 | 0 | 0 | 0 | 0 | 0 | 0 | 0 | 0 | 0 | 0 | 0 | 0 | 0 | 0 | 0 | 0 | 0 | 0 | 0 | 0 | 0 | 0 | 0
1200 | Public circulation areas | D2 General Assembly and Leisure plus Night Clubs and Theatres | 0.24118 | D2_CirculationPub_Occ_Wk1 | Wk1 | 0 | 0 | 0 | 0 | 0 | 0 | 0 | 0 | 0 | 0 | 0 | 0 | 0 | 0 | 0 | 0 | 0.5 | 0.5 | 1 | 1 | 1 | 1 | 0.66667 | 0
1201 | Reception | D2 General Assembly and Leisure plus Night Clubs and Theatres | 0.12558 | D2_Reception_Occ_WK1 | WK1 | 0 | 0 | 0 | 0 | 0 | 0 | 0 | 0 | 0 | 0.75 | 1 | 1 | 0.75 | 0.75 | 1 | 1 | 1 | 0.75 | 0 | 0 | 0 | 0 | 0 | 0
1202 | Sales area - general | D2 General Assembly and Leisure plus Night Clubs and Theatres | 0.10225 | D2_Sales_Occ_WK1 | WK1 | 0 | 0 | 0 | 0 | 0 | 0 | 0 | 0.1 | 0.25 | 0.75 | 1 | 1 | 0.5 | 0.5 | 1 | 1 | 0.5 | 0.5 | 0 | 0 | 0 | 0 | 0 | 0
1203 | Cupboard | D2 General Assembly and Leisure plus Night Clubs and Theatres | 0.11 | D2_Store_Occ_WK1 | WK1 | 0 | 0 | 0 | 0 | 0 | 0 | 0 | 1 | 1 | 1 | 1 | 1 | 1 | 1 | 1 | 1 | 1 | 1 | 1 | 1 | 0 | 0 | 0 | 0
1204 | Swimming pool | D2 General Assembly and Leisure plus Night Clubs and Theatres | 0.16305 | D2_Swim_Occ_WK1 | WK1 | 0 | 0 | 0 | 0 | 0 | 0 | 0 | 0 | 0 | 1 | 1 | 1 | 1 | 1 | 1 | 1 | 1 | 1 | 1 | 1 | 1 | 0 | 0 | 0
1204 | Swimming pool | D2 General Assembly and Leisure plus Night Clubs and Theatres | 0.16305 | D2_Swim_Occ_Wk2 | Wk2 | 0 | 0 | 0 | 0 | 0 | 0 | 0 | 1 | 1 | 1 | 1 | 1 | 1 | 1 | 1 | 1 | 1 | 1 | 1 | 1 | 0 | 0 | 0 | 0
1205 | Toilet | D2 General Assembly and Leisure plus Night Clubs and Theatres | 0.10083 | D2_Toilet_Occ_WK1 | WK1 | 0 | 0 | 0 | 0 | 0 | 0 | 0 | 0 | 0 | 1 | 1 | 1 | 1 | 1 | 1 | 1 | 1 | 1 | 1 | 1 | 1 | 0 | 0 | 0
1206 | Workshop - small scale | D2 General Assembly and Leisure plus Night Clubs and Theatres | 0.067083 | D2_WkshpSS_Occ_WK1 | WK1 | 0 | 0 | 0 | 0 | 0 | 0 | 0 | 0 | 0 | 0.75 | 1 | 1 | 0.75 | 0.75 | 1 | 1 | 1 | 0.75 | 0 | 0 | 0 | 0 | 0 | 0
1207 | Generic Office Area | D2 General Assembly and Leisure plus Night Clubs and Theatres | 0.11647 | D2_CellOff_Occ_WK1 | WK1 | 0 | 0 | 0 | 0 | 0 | 0 | 0 | 0.1 | 0.25 | 0.75 | 1 | 1 | 0.5 | 0.5 | 1 | 1 | 0.5 | 0.5 | 0 | 0 | 0 | 0 | 0 | 0
1208 | Changing facilities with showers | D1 Non-residential Institutions - Education | 0.14139 | D1_Edu_Changing_Occ_WK1 | WK1 | 0 | 0 | 0 | 0 | 0 | 0 | 0 | 0.1 | 0.25 | 0.75 | 1 | 1 | 0.5 | 0.5 | 1 | 1 | 0.5 | 0.5 | 0 | 0 | 0 | 0 | 0 | 0
1208 | Changing facilities with showers | D1 Non-residential Institutions - Education | 0.14139 | D1_Edu_Changing_Occ_Wk2 | Wk2 | 0 | 0 | 0 | 0 | 0 | 0 | 0 | 0 | 0 | 0.5 | 1 | 1 | 1 | 0.75 | 1 | 0.75 | 0 | 0 | 0 | 0 | 0 | 0 | 0 | 0
1209 | Circulation area (corridors and stairways) | D1 Non-residential Institutions - Education | 0.11 | D1_Edu_Circulation_Occ_WK1 | WK1 | 0 | 0 | 0 | 0 | 0 | 0 | 0 | 0.25 | 0.5 | 1 | 1 | 1 | 0.75 | 0.75 | 1 | 1 | 1 | 0.5 | 0.25 | 0 | 0 | 0 | 0 | 0
1209 | Circulation area (corridors and stairways) | D1 Non-residential Institutions - Education | 0.11 | D1_Edu_Circulation_Occ_Wk2 | Wk2 | 0 | 0 | 0 | 0 | 0 | 0 | 0 | 0 | 0 | 0 | 0 | 0 | 0 | 0 | 0 | 0 | 0 | 0 | 0 | 0 | 0 | 0 | 0 | 0
1210 | Dry sports hall | D1 Non-residential Institutions - Education | 0.052724 | D1_Edu_DrySptHall_Occ_WK1 | WK1 | 0 | 0 | 0 | 0 | 0 | 0 | 0 | 0.25 | 0.5 | 1 | 1 | 1 | 0.75 | 0.75 | 1 | 1 | 1 | 0.5 | 0.25 | 0 | 0 | 0 | 0 | 0
1210 | Dry sports hall | D1 Non-residential Institutions - Education | 0.052724 | D1_Edu_DrySptHall_Occ_Wk2 | Wk2 | 0 | 0 | 0 | 0 | 0 | 0 | 0 | 0 | 0 | 0.5 | 1 | 1 | 1 | 0.75 | 1 | 0.75 | 0 | 0 | 0 | 0 | 0 | 0 | 0 | 0
1211 | Eating/drinking area | D1 Non-residential Institutions - Education | 0.2 | D1_Edu_EatDrink_Occ_WK1 | WK1 | 0 | 0 | 0 | 0 | 0 | 0 | 0 | 0 | 0 | 0 | 0 | 0.25 | 1 | 1 | 0.75 | 0 | 0 | 0 | 0 | 0 | 0 | 0 | 0 | 0
1211 | Eating/drinking area | D1 Non-residential Institutions - Education | 0.2 | D1_Edu_EatDrink_Occ_Wk2 | Wk2 | 0 | 0 | 0 | 0 | 0 | 0 | 0 | 0 | 0 | 0 | 0 | 0 | 0 | 0 | 0 | 0 | 0 | 0 | 0 | 0 | 0 | 0 | 0 | 0
1212 | Food preparation area | D1 Non-residential Institutions - Education | 0.1815 | D1_Edu_FoodPrep_Occ_WK1 | WK1 | 0 | 0 | 0 | 0 | 0 | 0 | 0 | 0 | 0 | 0 | 0 | 0.25 | 1 | 1 | 0.75 | 0 | 0 | 0 | 0 | 0 | 0 | 0 | 0 | 0
1212 | Food preparation area | D1 Non-residential Institutions - Education | 0.1815 | D1_Edu_FoodPrep_Occ_Wk2 | Wk2 | 0 | 0 | 0 | 0 | 0 | 0 | 0 | 0 | 0 | 0 | 0 | 0 | 0 | 0 | 0 | 0 | 0 | 0 | 0 | 0 | 0 | 0 | 0 | 0
1213 | Hall/lecture theatre/assembly area | D1 Non-residential Institutions - Education | 0.21831 | D1_Edu_Lecture_Occ_WK1 | WK1 | 0 | 0 | 0 | 0 | 0 | 0 | 0 | 0.1 | 0.25 | 0.75 | 1 | 1 | 0.5 | 0.5 | 1 | 1 | 0.5 | 0.5 | 0 | 0 | 0 | 0 | 0 | 0
1213 | Hall/lecture theatre/assembly area | D1 Non-residential Institutions - Education | 0.21831 | D1_Edu_Lecture_Occ_Wk2 | Wk2 | 0 | 0 | 0 | 0 | 0 | 0 | 0 | 0 | 0 | 0 | 0 | 0 | 0 | 0 | 0 | 0 | 0 | 0 | 0 | 0 | 0 | 0 | 0 | 0
1214 | Computer lab | D1 Non-residential Institutions - Education | 0.21831 | D1_Edu_HighDensIT_Occ_Wk2 | Wk2 | 0 | 0 | 0 | 0 | 0 | 0 | 0 | 0 | 0 | 0 | 0 | 0 | 0 | 0 | 0 | 0 | 0 | 0 | 0 | 0 | 0 | 0 | 0 | 0
1214 | Computer lab | D1 Non-residential Institutions - Education | 0.21831 | D1_Edu_HighDensIT_Occ_Wk1 | Wk1 | 0 | 0 | 0 | 0 | 0 | 0 | 0 | 0.1 | 0.25 | 0.75 | 1 | 1 | 0.5 | 0.5 | 1 | 1 | 0.5 | 0.5 | 0 | 0 | 0 | 0 | 0 | 0
1215 | Laboratory | D1 Non-residential Institutions - Education | 0.20986 | D1_Edu_Lab_Occ_WK1 | WK1 | 0 | 0 | 0 | 0 | 0 | 0 | 0 | 0.1 | 0.25 | 0.75 | 1 | 1 | 0.5 | 0.5 | 1 | 1 | 0.5 | 0.5 | 0 | 0 | 0 | 0 | 0 | 0
1215 | Laboratory | D1 Non-residential Institutions - Education | 0.20986 | D1_Edu_Lab_Occ_Wk2 | Wk2 | 0 | 0 | 0 | 0 | 0 | 0 | 0 | 0 | 0 | 0 | 0 | 0 | 0 | 0 | 0 | 0 | 0 | 0 | 0 | 0 | 0 | 0 | 0 | 0
1216 | Light plant room | D1 Non-residential Institutions - Education | 0.11 | D1_Edu_Plant_Occ_WK1 | WK1 | 0 | 0 | 0 | 0 | 0 | 0 | 0 | 0 | 0 | 0 | 0 | 0 | 0 | 0 | 0 | 0 | 0 | 0 | 0 | 0 | 0 | 0 | 0 | 0
1216 | Light plant room | D1 Non-residential Institutions - Education | 0.11 | D1_Edu_Plant_Occ_Wk2 | Wk2 | 0 | 0 | 0 | 0 | 0 | 0 | 0 | 0 | 0 | 0 | 0 | 0 | 0 | 0 | 0 | 0 | 0 | 0 | 0 | 0 | 0 | 0 | 0 | 0
1217 | Reception | D1 Non-residential Institutions - Education | 0.1155 | D1_Edu_Reception_Occ_WK1 | WK1 | 0 | 0 | 0 | 0 | 0 | 0 | 0 | 0 | 0 | 1 | 1 | 1 | 1 | 1 | 1 | 1 | 1 | 0 | 0 | 0 | 0 | 0 | 0 | 0
1217 | Reception | D1 Non-residential Institutions - Education | 0.1155 | D1_Edu_Reception_Occ_Wk2 | Wk2 | 0 | 0 | 0 | 0 | 0 | 0 | 0 | 0 | 0 | 0 | 0 | 0 | 0 | 0 | 0 | 0 | 0 | 0 | 0 | 0 | 0 | 0 | 0 | 0
1218 | Cupboard | D1 Non-residential Institutions - Education | 0.121 | D1_Edu_Store_Occ_WK1 | WK1 | 0 | 0 | 0 | 0 | 0 | 0 | 0 | 0 | 1 | 1 | 1 | 1 | 1 | 1 | 1 | 1 | 1 | 1 | 0 | 0 | 0 | 0 | 0 | 0
1218 | Cupboard | D1 Non-residential Institutions - Education | 0.121 | D1_Edu_Store_Occ_Wk2 | Wk2 | 0 | 0 | 0 | 0 | 0 | 0 | 0 | 0 | 0 | 0 | 0 | 0 | 0 | 0 | 0 | 0 | 0 | 0 | 0 | 0 | 0 | 0 | 0 | 0
1219 | Swimming pool | D1 Non-residential Institutions - Education | 0.14578 | D1_Edu_Swim_Occ_WK1 | WK1 | 0 | 0 | 0 | 0 | 0 | 0 | 0 | 0 | 0 | 1 | 1 | 1 | 1 | 1 | 1 | 1 | 1 | 1 | 1 | 1 | 1 | 0 | 0 | 0
1219 | Swimming pool | D1 Non-residential Institutions - Education | 0.14578 | D1_Edu_Swim_Occ_Wk2 | Wk2 | 0 | 0 | 0 | 0 | 0 | 0 | 0 | 0 | 0 | 0.5 | 1 | 1 | 1 | 0.75 | 1 | 0.75 | 0 | 0 | 0 | 0 | 0 | 0 | 0 | 0
1220 | Toilet | D1 Non-residential Institutions - Education | 0.11 | D1_Edu_Toilet_Occ_WK1 | WK1 | 0 | 0 | 0 | 0 | 0 | 0 | 0 | 0.25 | 0.5 | 1 | 1 | 1 | 0.75 | 0.75 | 1 | 1 | 1 | 0.5 | 0.25 | 0 | 0 | 0 | 0 | 0
1220 | Toilet | D1 Non-residential Institutions - Education | 0.11 | D1_Edu_Toilet_Occ_Wk2 | Wk2 | 0 | 0 | 0 | 0 | 0 | 0 | 0 | 0 | 0 | 0 | 0 | 0 | 0 | 0 | 0 | 0 | 0 | 0 | 0 | 0 | 0 | 0 | 0 | 0
1221 | Workshop - small scale | D1 Non-residential Institutions - Education | 0.063259 | D1_Edu_WkshpSS_Occ_Wk1 | Wk1 | 0 | 0 | 0 | 0 | 0 | 0 | 0 | 0.25 | 0.5 | 1 | 1 | 1 | 0.75 | 0.75 | 1 | 1 | 1 | 0.5 | 0.25 | 0 | 0 | 0 | 0 | 0
1221 | Workshop - small scale | D1 Non-residential Institutions - Education | 0.063259 | D1_Edu_WkshpSS_Occ_Wk2 | Wk2 | 0 | 0 | 0 | 0 | 0 | 0 | 0 | 0 | 0 | 0 | 0 | 0 | 0 | 0 | 0 | 0 | 0 | 0 | 0 | 0 | 0 | 0 | 0 | 0
1222 | Teaching Areas | D1 Non-residential Institutions - Education | 0.55232 | D1_Edu_ClassRm_Occ_Wk2 | Wk2 | 0 | 0 | 0 | 0 | 0 | 0 | 0 | 0 | 0 | 0 | 0 | 0 | 0 | 0 | 0 | 0 | 0 | 0 | 0 | 0 | 0 | 0 | 0 | 0
1222 | Teaching Areas | D1 Non-residential Institutions - Education | 0.55232 | D1_Edu_ClassRm_Occ_WK1 | WK1 | 0 | 0 | 0 | 0 | 0 | 0 | 0 | 0.1 | 0.25 | 0.75 | 1 | 1 | 0.5 | 0.5 | 1 | 1 | 0.5 | 0.5 | 0 | 0 | 0 | 0 | 0 | 0
1223 | Office and consulting areas | D1 Non-residential Institutions - Education | 0.103 | D1_Edu_CellOff_Occ_WK1 | WK1 | 0 | 0 | 0 | 0 | 0 | 0 | 0 | 0.1 | 0.25 | 0.75 | 1 | 1 | 0.5 | 0.5 | 1 | 1 | 0.5 | 0.5 | 0 | 0 | 0 | 0 | 0 | 0
1223 | Office and consulting areas | D1 Non-residential Institutions - Education | 0.103 | D1_Edu_CellOff_Occ_Wk2 | Wk2 | 0 | 0 | 0 | 0 | 0 | 0 | 0 | 0 | 0 | 0 | 0 | 0 | 0 | 0 | 0 | 0 | 0 | 0 | 0 | 0 | 0 | 0 | 0 | 0
1224 | Cell (police/prison) | C2A Secure Residential Institutions | 0.18984 | Prison_Cell_Occ_WK1 | WK1 | 1 | 1 | 1 | 1 | 1 | 1 | 1 | 0.5 | 0.25 | 0 | 0 | 0 | 0 | 0 | 0 | 0 | 0 | 0 | 0 | 0 | 0 | 0 | 0.25 | 0.75
1225 | Cupboard | C2A Secure Residential Institutions | 0.12583 | Prison_Store_Occ_WK1 | WK1 | 0 | 0 | 0 | 0 | 0 | 0 | 0 | 0 | 0 | 1 | 1 | 1 | 1 | 1 | 1 | 1 | 1 | 0 | 0 | 0 | 0 | 0 | 0 | 0
1226 | Circulation area (corridors and stairways) | C2A Secure Residential Institutions | 0.11365 | Prison_Circulation_Occ_WK1 | WK1 | 0 | 0 | 0 | 0 | 0 | 0 | 0 | 0 | 0 | 1 | 1 | 1 | 1 | 1 | 1 | 1 | 1 | 0 | 0 | 0 | 0 | 0 | 0 | 0
1227 | Toilet | C2A Secure Residential Institutions | 0.11365 | Prison_Toilet_Occ_WK1 | WK1 | 0 | 0 | 0 | 0 | 0 | 0 | 0 | 0 | 0 | 1 | 1 | 1 | 1 | 1 | 1 | 1 | 1 | 0 | 0 | 0 | 0 | 0 | 0 | 0
1228 | Reception | C2A Secure Residential Institutions | 0.121 | Prison_Reception_Occ_WK1 | WK1 | 0 | 0 | 0 | 0 | 0 | 0 | 0 | 0 | 0 | 1 | 1 | 1 | 1 | 1 | 1 | 1 | 1 | 0 | 0 | 0 | 0 | 0 | 0 | 0
1229 | Dry sports hall | C2A Secure Residential Institutions | 0.05 | Prison_DrySptHall_Occ_WK1 | WK1 | 0 | 0 | 0 | 0 | 0 | 0 | 0 | 0 | 0 | 1 | 1 | 1 | 1 | 1 | 1 | 1 | 1 | 0 | 0 | 0 | 0 | 0 | 0 | 0
1230 | Changing facilities with showers | C2A Secure Residential Institutions | 0.13 | Prison_Changing_Occ_WK1 | WK1 | 0 | 0 | 0 | 0 | 0 | 0 | 0 | 0 | 0 | 1 | 1 | 1 | 1 | 1 | 1 | 1 | 1 | 0 | 0 | 0 | 0 | 0 | 0 | 0
1231 | Hall/lecture theatre/assembly area | C2A Secure Residential Institutions | 0.1831 | Prison_Lecture_Occ_WK1 | WK1 | 0 | 0 | 0 | 0 | 0 | 0 | 0 | 0.1 | 0.25 | 0.75 | 1 | 1 | 0.5 | 0.5 | 1 | 1 | 0.5 | 0.5 | 0 | 0 | 0 | 0 | 0 | 0
1232 | Eating/drinking area | C2A Secure Residential Institutions | 0.14061 | Prison_EatDrink_Occ_WK1 | WK1 | 0 | 0 | 0 | 0 | 0 | 0 | 0.25 | 1 | 1 | 0.25 | 0 | 0.25 | 1 | 1 | 0.5 | 0 | 0 | 0.5 | 1 | 1 | 0.5 | 0 | 0 | 0
1233 | Bathroom | C2A Secure Residential Institutions | 0.20848 | Prison_Bath_Occ_WK1 | WK1 | 0 | 0 | 0 | 0 | 0 | 0 | 0.25 | 1 | 1 | 0.25 | 0 | 0.25 | 1 | 1 | 0.5 | 0 | 0 | 0.5 | 1 | 1 | 0.5 | 0 | 0 | 0
1234 | Light plant room | C2A Secure Residential Institutions | 0.11 | Prison_Plant_Occ_WK1 | WK1 | 0 | 0 | 0 | 0 | 0 | 0 | 0 | 0 | 0 | 0 | 0 | 0 | 0 | 0 | 0 | 0 | 0 | 0 | 0 | 0 | 0 | 0 | 0 | 0
1235 | Workshop - small scale | C2A Secure Residential Institutions | 0.048125 | Prison_WkshpSS_Occ_WK1 | WK1 | 0 | 0 | 0 | 0 | 0 | 0 | 0 | 0 | 0 | 0.75 | 1 | 1 | 0.75 | 0.75 | 1 | 1 | 1 | 0.75 | 0 | 0 | 0 | 0 | 0 | 0
1237 | Laundry | C2A Secure Residential Institutions | 0.085556 | Prison_Laund_Occ_Wk1 | Wk1 | 0 | 0 | 0 | 0 | 0 | 0 | 0 | 0.25 | 0.5 | 1 | 1 | 1 | 0.75 | 0.75 | 1 | 1 | 1 | 0.5 | 0.25 | 0 | 0 | 0 | 0 | 0
1238 | Fitness suite/gym | C2A Secure Residential Institutions | 0.17 | Prison_FitGym_Occ_Wk1 | Wk1 | 0 | 0 | 0 | 0 | 0 | 0 | 0 | 0 | 0 | 1 | 1 | 1 | 1 | 1 | 1 | 1 | 1 | 0 | 0 | 0 | 0 | 0 | 0 | 0
1239 | Classroom | C2A Secure Residential Institutions | 0.1831 | Prison_ClassRm_Occ_WK1 | WK1 | 0 | 0 | 0 | 0 | 0 | 0 | 0 | 0.1 | 0.25 | 0.75 | 1 | 1 | 0.5 | 0.5 | 1 | 1 | 0.5 | 0.5 | 0 | 0 | 0 | 0 | 0 | 0
1240 | Office and consulting areas | C2A Secure Residential Institutions | 0.093144 | Prison_CellOff_Occ_WK1 | WK1 | 0 | 0 | 0 | 0 | 0 | 0 | 0 | 0.25 | 0.5 | 1 | 1 | 1 | 0.75 | 0.75 | 1 | 1 | 1 | 0.5 | 0.25 | 0 | 0 | 0 | 0 | 0
1241 | Food preparation area | C2A Secure Residential Institutions | 0.11111 | Prison_FoodPrep_Occ_WK1 | WK1 | 0 | 0 | 0 | 0 | 0 | 0 | 0.25 | 1 | 1 | 0.25 | 0 | 0.25 | 1 | 1 | 0.5 | 0 | 0 | 0.5 | 1 | 1 | 0.5 | 0 | 0 | 0
1242 | Changing facilities with showers | C2 Residential Institutions - Residential schools | 0.14139 | D1_Edu_Changing_Occ_WK1 | WK1 | 0 | 0 | 0 | 0 | 0 | 0 | 0 | 0.1 | 0.25 | 0.75 | 1 | 1 | 0.5 | 0.5 | 1 | 1 | 0.5 | 0.5 | 0 | 0 | 0 | 0 | 0 | 0
1242 | Changing facilities with showers | C2 Residential Institutions - Residential schools | 0.14139 | D1_Edu_Changing_Occ_Wk2 | Wk2 | 0 | 0 | 0 | 0 | 0 | 0 | 0 | 0 | 0 | 0.5 | 1 | 1 | 1 | 0.75 | 1 | 0.75 | 0 | 0 | 0 | 0 | 0 | 0 | 0 | 0
1243 | Circulation area (corridors and stairways) | C2 Residential Institutions - Residential schools | 0.11 | D1_Edu_Circulation_Occ_WK1 | WK1 | 0 | 0 | 0 | 0 | 0 | 0 | 0 | 0.25 | 0.5 | 1 | 1 | 1 | 0.75 | 0.75 | 1 | 1 | 1 | 0.5 | 0.25 | 0 | 0 | 0 | 0 | 0
1243 | Circulation area (corridors and stairways) | C2 Residential Institutions - Residential schools | 0.11 | D1_Edu_Circulation_Occ_Wk2 | Wk2 | 0 | 0 | 0 | 0 | 0 | 0 | 0 | 0 | 0 | 0 | 0 | 0 | 0 | 0 | 0 | 0 | 0 | 0 | 0 | 0 | 0 | 0 | 0 | 0
1244 | Dry sports hall | C2 Residential Institutions - Residential schools | 0.052724 | D1_Edu_DrySptHall_Occ_WK1 | WK1 | 0 | 0 | 0 | 0 | 0 | 0 | 0 | 0.25 | 0.5 | 1 | 1 | 1 | 0.75 | 0.75 | 1 | 1 | 1 | 0.5 | 0.25 | 0 | 0 | 0 | 0 | 0
1244 | Dry sports hall | C2 Residential Institutions - Residential schools | 0.052724 | D1_Edu_DrySptHall_Occ_Wk2 | Wk2 | 0 | 0 | 0 | 0 | 0 | 0 | 0 | 0 | 0 | 0.5 | 1 | 1 | 1 | 0.75 | 1 | 0.75 | 0 | 0 | 0 | 0 | 0 | 0 | 0 | 0
1245 | Eating/drinking area | C2 Residential Institutions - Residential schools | 0.16228 | C2_Schools_EatDrink_Occ_WK1 | WK1 | 0 | 0 | 0 | 0 | 0 | 0 | 0.25 | 1 | 1 | 0.25 | 0 | 0.25 | 1 | 1 | 0.5 | 0 | 0 | 0.5 | 1 | 1 | 0.5 | 0 | 0 | 0
1245 | Eating/drinking area | C2 Residential Institutions - Residential schools | 0.16228 | C2_Schools_EatDrink_Occ_Wk2 | Wk2 | 0 | 0 | 0 | 0 | 0 | 0 | 0 | 0 | 0 | 0 | 0 | 0 | 0 | 0 | 0 | 0 | 0 | 0 | 0 | 0 | 0 | 0 | 0 | 0
1246 | Food preparation area | C2 Residential Institutions - Residential schools | 0.094301 | C2_Schools_FoodPrep_Occ_WK1 | WK1 | 0 | 0 | 0 | 0 | 0 | 0 | 0.25 | 1 | 1 | 0.25 | 0 | 0.25 | 1 | 1 | 0.5 | 0 | 0 | 0.5 | 1 | 1 | 0.5 | 0 | 0 | 0
1246 | Food preparation area | C2 Residential Institutions - Residential schools | 0.094301 | C2_Schools_FoodPrep_Occ_Wk2 | Wk2 | 0 | 0 | 0 | 0 | 0 | 0 | 0 | 0 | 0 | 0 | 0 | 0 | 0 | 0 | 0 | 0 | 0 | 0 | 0 | 0 | 0 | 0 | 0 | 0
1247 | Hall/lecture theatre/assembly area | C2 Residential Institutions - Residential schools | 0.21831 | D1_Edu_Lecture_Occ_WK1 | WK1 | 0 | 0 | 0 | 0 | 0 | 0 | 0 | 0.1 | 0.25 | 0.75 | 1 | 1 | 0.5 | 0.5 | 1 | 1 | 0.5 | 0.5 | 0 | 0 | 0 | 0 | 0 | 0
1247 | Hall/lecture theatre/assembly area | C2 Residential Institutions - Residential schools | 0.21831 | D1_Edu_Lecture_Occ_Wk2 | Wk2 | 0 | 0 | 0 | 0 | 0 | 0 | 0 | 0 | 0 | 0 | 0 | 0 | 0 | 0 | 0 | 0 | 0 | 0 | 0 | 0 | 0 | 0 | 0 | 0
1248 | Computer lab | C2 Residential Institutions - Residential schools | 0.21831 | D1_Edu_HighDensIT_Occ_Wk2 | Wk2 | 0 | 0 | 0 | 0 | 0 | 0 | 0 | 0 | 0 | 0 | 0 | 0 | 0 | 0 | 0 | 0 | 0 | 0 | 0 | 0 | 0 | 0 | 0 | 0
1248 | Computer lab | C2 Residential Institutions - Residential schools | 0.21831 | D1_Edu_HighDensIT_Occ_Wk1 | Wk1 | 0 | 0 | 0 | 0 | 0 | 0 | 0 | 0.1 | 0.25 | 0.75 | 1 | 1 | 0.5 | 0.5 | 1 | 1 | 0.5 | 0.5 | 0 | 0 | 0 | 0 | 0 | 0
1249 | Laboratory | C2 Residential Institutions - Residential schools | 0.20986 | D1_Edu_Lab_Occ_WK1 | WK1 | 0 | 0 | 0 | 0 | 0 | 0 | 0 | 0.1 | 0.25 | 0.75 | 1 | 1 | 0.5 | 0.5 | 1 | 1 | 0.5 | 0.5 | 0 | 0 | 0 | 0 | 0 | 0
1249 | Laboratory | C2 Residential Institutions - Residential schools | 0.20986 | D1_Edu_Lab_Occ_Wk2 | Wk2 | 0 | 0 | 0 | 0 | 0 | 0 | 0 | 0 | 0 | 0 | 0 | 0 | 0 | 0 | 0 | 0 | 0 | 0 | 0 | 0 | 0 | 0 | 0 | 0
1250 | Light plant room | C2 Residential Institutions - Residential schools | 0.11 | D1_Edu_Plant_Occ_WK1 | WK1 | 0 | 0 | 0 | 0 | 0 | 0 | 0 | 0 | 0 | 0 | 0 | 0 | 0 | 0 | 0 | 0 | 0 | 0 | 0 | 0 | 0 | 0 | 0 | 0
1250 | Light plant room | C2 Residential Institutions - Residential schools | 0.11 | D1_Edu_Plant_Occ_Wk2 | Wk2 | 0 | 0 | 0 | 0 | 0 | 0 | 0 | 0 | 0 | 0 | 0 | 0 | 0 | 0 | 0 | 0 | 0 | 0 | 0 | 0 | 0 | 0 | 0 | 0
1251 | Reception | C2 Residential Institutions - Residential schools | 0.1155 | D1_Edu_Reception_Occ_WK1 | WK1 | 0 | 0 | 0 | 0 | 0 | 0 | 0 | 0 | 0 | 1 | 1 | 1 | 1 | 1 | 1 | 1 | 1 | 0 | 0 | 0 | 0 | 0 | 0 | 0
1251 | Reception | C2 Residential Institutions - Residential schools | 0.1155 | D1_Edu_Reception_Occ_Wk2 | Wk2 | 0 | 0 | 0 | 0 | 0 | 0 | 0 | 0 | 0 | 0 | 0 | 0 | 0 | 0 | 0 | 0 | 0 | 0 | 0 | 0 | 0 | 0 | 0 | 0
1252 | Cupboard | C2 Residential Institutions - Residential schools | 0.121 | D1_Edu_Store_Occ_WK1 | WK1 | 0 | 0 | 0 | 0 | 0 | 0 | 0 | 0 | 1 | 1 | 1 | 1 | 1 | 1 | 1 | 1 | 1 | 1 | 0 | 0 | 0 | 0 | 0 | 0
1252 | Cupboard | C2 Residential Institutions - Residential schools | 0.121 | D1_Edu_Store_Occ_Wk2 | Wk2 | 0 | 0 | 0 | 0 | 0 | 0 | 0 | 0 | 0 | 0 | 0 | 0 | 0 | 0 | 0 | 0 | 0 | 0 | 0 | 0 | 0 | 0 | 0 | 0
1253 | Swimming pool | C2 Residential Institutions - Residential schools | 0.14578 | D1_Edu_Swim_Occ_WK1 | WK1 | 0 | 0 | 0 | 0 | 0 | 0 | 0 | 0 | 0 | 1 | 1 | 1 | 1 | 1 | 1 | 1 | 1 | 1 | 1 | 1 | 1 | 0 | 0 | 0
1253 | Swimming pool | C2 Residential Institutions - Residential schools | 0.14578 | D1_Edu_Swim_Occ_Wk2 | Wk2 | 0 | 0 | 0 | 0 | 0 | 0 | 0 | 0 | 0 | 0.5 | 1 | 1 | 1 | 0.75 | 1 | 0.75 | 0 | 0 | 0 | 0 | 0 | 0 | 0 | 0
1254 | Toilet | C2 Residential Institutions - Residential schools | 0.11 | D1_Edu_Toilet_Occ_WK1 | WK1 | 0 | 0 | 0 | 0 | 0 | 0 | 0 | 0.25 | 0.5 | 1 | 1 | 1 | 0.75 | 0.75 | 1 | 1 | 1 | 0.5 | 0.25 | 0 | 0 | 0 | 0 | 0
1254 | Toilet | C2 Residential Institutions - Residential schools | 0.11 | D1_Edu_Toilet_Occ_Wk2 | Wk2 | 0 | 0 | 0 | 0 | 0 | 0 | 0 | 0 | 0 | 0 | 0 | 0 | 0 | 0 | 0 | 0 | 0 | 0 | 0 | 0 | 0 | 0 | 0 | 0
1255 | Workshop - small scale | C2 Residential Institutions - Residential schools | 0.063259 | D1_Edu_WkshpSS_Occ_Wk1 | Wk1 | 0 | 0 | 0 | 0 | 0 | 0 | 0 | 0.25 | 0.5 | 1 | 1 | 1 | 0.75 | 0.75 | 1 | 1 | 1 | 0.5 | 0.25 | 0 | 0 | 0 | 0 | 0
1255 | Workshop - small scale | C2 Residential Institutions - Residential schools | 0.063259 | D1_Edu_WkshpSS_Occ_Wk2 | Wk2 | 0 | 0 | 0 | 0 | 0 | 0 | 0 | 0 | 0 | 0 | 0 | 0 | 0 | 0 | 0 | 0 | 0 | 0 | 0 | 0 | 0 | 0 | 0 | 0
1256 | Teaching Areas | C2 Residential Institutions - Residential schools | 0.55232 | D1_Edu_ClassRm_Occ_Wk2 | Wk2 | 0 | 0 | 0 | 0 | 0 | 0 | 0 | 0 | 0 | 0 | 0 | 0 | 0 | 0 | 0 | 0 | 0 | 0 | 0 | 0 | 0 | 0 | 0 | 0
1256 | Teaching Areas | C2 Residential Institutions - Residential schools | 0.55232 | D1_Edu_ClassRm_Occ_WK1 | WK1 | 0 | 0 | 0 | 0 | 0 | 0 | 0 | 0.1 | 0.25 | 0.75 | 1 | 1 | 0.5 | 0.5 | 1 | 1 | 0.5 | 0.5 | 0 | 0 | 0 | 0 | 0 | 0
1257 | Office and consulting areas | C2 Residential Institutions - Residential schools | 0.101 | D1_Edu_CellOff_Occ_WK1 | WK1 | 0 | 0 | 0 | 0 | 0 | 0 | 0 | 0.1 | 0.25 | 0.75 | 1 | 1 | 0.5 | 0.5 | 1 | 1 | 0.5 | 0.5 | 0 | 0 | 0 | 0 | 0 | 0
1257 | Office and consulting areas | C2 Residential Institutions - Residential schools | 0.101 | D1_Edu_CellOff_Occ_Wk2 | Wk2 | 0 | 0 | 0 | 0 | 0 | 0 | 0 | 0 | 0 | 0 | 0 | 0 | 0 | 0 | 0 | 0 | 0 | 0 | 0 | 0 | 0 | 0 | 0 | 0
1258 | Bedroom | C2 Residential Institutions - Residential schools | 0.096305 | C2_Schools_Bed_Occ_Wk2 | Wk2 | 1 | 1 | 1 | 1 | 1 | 1 | 1 | 0.5 | 0.25 | 0 | 0 | 0 | 0 | 0 | 0 | 0 | 0 | 0 | 0 | 0 | 0 | 0 | 0.25 | 0.75
1258 | Bedroom | C2 Residential Institutions - Residential schools | 0.096305 | C2_Schools_Bed_Occ_Wk1 | Wk1 | 1 | 1 | 1 | 1 | 1 | 1 | 1 | 0.5 | 0.25 | 0 | 0 | 0 | 0 | 0 | 0 | 0 | 0 | 0 | 0 | 0 | 0 | 0 | 0.25 | 0.75
1259 | Bathroom | C2 Residential Institutions - Residential schools | 0.23158 | C2_Schools_Bath_Occ_Wk1 | Wk1 | 0 | 0 | 0 | 0 | 0 | 0 | 0 | 1 | 1 | 1 | 0 | 0 | 0 | 0 | 0 | 0 | 0 | 0 | 0 | 0.2 | 0.2 | 0.2 | 0.2 | 0
1259 | Bathroom | C2 Residential Institutions - Residential schools | 0.23158 | C2_Schools_Bath_Occ_Wk2 | Wk2 | 0 | 0 | 0 | 0 | 0 | 0 | 0 | 1 | 1 | 1 | 0 | 0 | 0 | 0 | 0 | 0 | 0 | 0 | 0 | 0.2 | 0.2 | 0.2 | 0.2 | 0
1260 | Residents common rooms | C2 Residential Institutions - Residential schools | 0.11416 | C2_Schools_CommunalArea_Occ_Wk1 | Wk1 | 0 | 0 | 0 | 0 | 0 | 0 | 0 | 0.25 | 0.25 | 0.5 | 0.5 | 0.5 | 1 | 1 | 0.5 | 0.25 | 0.25 | 0.25 | 0.5 | 1 | 1 | 1 | 0.5 | 0
1260 | Residents common rooms | C2 Residential Institutions - Residential schools | 0.11416 | C2_Schools_CommunalArea_Occ_Wk2 | Wk2 | 0 | 0 | 0 | 0 | 0 | 0 | 0 | 0 | 0 | 0 | 0 | 0 | 0 | 0 | 0 | 0 | 0 | 0 | 0 | 0 | 0 | 0 | 0 | 0
1261 | Laundry | C2 Residential Institutions - Residential schools | 0.121 | C2_Schools_Laund_Occ_WK1 | WK1 | 0 | 0 | 0 | 0 | 0 | 0 | 0 | 0 | 1 | 1 | 1 | 1 | 1 | 1 | 1 | 1 | 1 | 1 | 0 | 0 | 0 | 0 | 0 | 0
1261 | Laundry | C2 Residential Institutions - Residential schools | 0.121 | C2_Schools_Laund_Occ_Wk2 | Wk2 | 0 | 0 | 0 | 0 | 0 | 0 | 0 | 0 | 0 | 0 | 0 | 0 | 0 | 0 | 0 | 0 | 0 | 0 | 0 | 0 | 0 | 0 | 0 | 0
1262 | Bathroom | C2 Residential Institutions - Universities and colleges | 0.23158 | Uni_Bath_Occ_Wk1 | Wk1 | 0 | 0 | 0 | 0 | 0 | 0 | 0 | 1 | 1 | 1 | 0 | 0 | 0 | 0 | 0 | 0 | 0 | 0 | 0 | 0.2 | 0.2 | 0.2 | 0.2 | 0
1262 | Bathroom | C2 Residential Institutions - Universities and colleges | 0.23158 | Uni_Bath_Occ_Wk2 | Wk2 | 0 | 0 | 0 | 0 | 0 | 0 | 0 | 1 | 1 | 1 | 0 | 0 | 0 | 0 | 0 | 0 | 0 | 0 | 0 | 0.2 | 0.2 | 0.2 | 0.2 | 0
1263 | Bedroom | C2 Residential Institutions - Universities and colleges | 0.12038 | Uni_Bed_Occ_Wk2 | Wk2 | 1 | 1 | 1 | 1 | 1 | 1 | 1 | 0.5 | 0.25 | 0 | 0 | 0 | 0 | 0 | 0 | 0 | 0 | 0 | 0 | 0 | 0 | 0 | 0.25 | 0.75
1263 | Bedroom | C2 Residential Institutions - Universities and colleges | 0.12038 | Uni_Bed_Occ_Wk1 | Wk1 | 1 | 1 | 1 | 1 | 1 | 1 | 1 | 0.5 | 0.25 | 0 | 0 | 0 | 0 | 0 | 0 | 0 | 0 | 0 | 0 | 0 | 0 | 0 | 0.25 | 0.75
1264 | Changing facilities with showers | C2 Residential Institutions - Universities and colleges | 0.13387 | Uni_Changing_Occ_Wk1 | Wk1 | 0 | 0 | 0 | 0 | 0 | 0 | 0 | 0 | 0 | 0.75 | 1 | 1 | 0.75 | 0.75 | 1 | 1 | 1 | 0.75 | 0 | 0 | 0 | 0 | 0 | 0
1264 | Changing facilities with showers | C2 Residential Institutions - Universities and colleges | 0.13387 | Uni_Changing_Occ_Wk2 | Wk2 | 0 | 0 | 0 | 0 | 0 | 0 | 0 | 0 | 0 | 0.75 | 1 | 1 | 0.75 | 0.75 | 1 | 1 | 1 | 0.75 | 0 | 0 | 0 | 0 | 0 | 0
1265 | Circulation area (corridors and stairways) | C2 Residential Institutions - Universities and colleges | 0.10647 | Uni_Circulation_Occ_Wk1 | Wk1 | 0 | 0 | 0 | 0 | 0 | 0 | 0 | 0 | 1 | 1 | 1 | 1 | 1 | 1 | 1 | 1 | 1 | 1 | 0 | 0 | 0 | 0 | 0 | 0
1265 | Circulation area (corridors and stairways) | C2 Residential Institutions - Universities and colleges | 0.10647 | Uni_Circulation_Occ_Wk2 | Wk2 | 0 | 0 | 0 | 0 | 0 | 0 | 0 | 0 | 0 | 1 | 1 | 1 | 1 | 1 | 1 | 1 | 1 | 0 | 0 | 0 | 0 | 0 | 0 | 0
1266 | Classroom | C2 Residential Institutions - Universities and colleges | 0.20342 | Uni_ClassRm_Occ_Wk2 | Wk2 | 0 | 0 | 0 | 0 | 0 | 0 | 0 | 0 | 0 | 1 | 1 | 1 | 1 | 1 | 1 | 1 | 1 | 0 | 0 | 0 | 0 | 0 | 0 | 0
1266 | Classroom | C2 Residential Institutions - Universities and colleges | 0.20342 | Uni_ClassRm_Occ_Wk1 | Wk1 | 0 | 0 | 0 | 0 | 0 | 0 | 0 | 0.25 | 0.5 | 1 | 1 | 1 | 0.75 | 0.75 | 1 | 1 | 1 | 0.5 | 0.25 | 0 | 0 | 0 | 0 | 0
1267 | Residents common rooms | C2 Residential Institutions - Universities and colleges | 0.11416 | Uni_CommunalArea_Occ_Wk1 | Wk1 | 0 | 0 | 0 | 0 | 0 | 0 | 0 | 0.25 | 0.25 | 0.5 | 0.5 | 0.5 | 1 | 1 | 0.5 | 0.25 | 0.25 | 0.25 | 0.5 | 1 | 1 | 1 | 0.5 | 0
1267 | Residents common rooms | C2 Residential Institutions - Universities and colleges | 0.11416 | Uni_CommunalArea_Occ_Wk2 | Wk2 | 0 | 0 | 0 | 0 | 0 | 0 | 0 | 0 | 0 | 0 | 0 | 0 | 0 | 0 | 0 | 0 | 0 | 0 | 0 | 0 | 0 | 0 | 0 | 0
1268 | Dry sports hall | C2 Residential Institutions - Universities and colleges | 0.05362 | Uni_DrySptHall_Occ_Wk1 | Wk1 | 0 | 0 | 0 | 0 | 0 | 0 | 0 | 0.25 | 0.5 | 1 | 1 | 1 | 0.75 | 0.75 | 1 | 1 | 1 | 0.5 | 0.25 | 0 | 0 | 0 | 0 | 0
1268 | Dry sports hall | C2 Residential Institutions - Universities and colleges | 0.05362 | Uni_DrySptHall_Occ_Wk2 | Wk2 | 0 | 0 | 0 | 0 | 0 | 0 | 0 | 0 | 0 | 0 | 0 | 0 | 0 | 0 | 0 | 0 | 0 | 0 | 0 | 0 | 0 | 0 | 0 | 0
1269 | Eating/drinking area | C2 Residential Institutions - Universities and colleges | 0.20624 | Uni_EatDrink_Occ_Wk1 | Wk1 | 0 | 0 | 0 | 0 | 0 | 0 | 0 | 0 | 0 | 0.75 | 1 | 1 | 0.75 | 0.75 | 1 | 1 | 1 | 0.75 | 0 | 0 | 0 | 0 | 0 | 0
1269 | Eating/drinking area | C2 Residential Institutions - Universities and colleges | 0.20624 | Uni_EatDrink_Occ_Wk2 | Wk2 | 0 | 0 | 0 | 0 | 0 | 0 | 0 | 0 | 0 | 0 | 0 | 0.25 | 1 | 1 | 0.75 | 0 | 0 | 0 | 0 | 0 | 0 | 0 | 0 | 0
1270 | Fitness suite/gym | C2 Residential Institutions - Universities and colleges | 0.18231 | Uni_FitGym_Occ_Wk1 | Wk1 | 0 | 0 | 0 | 0 | 0 | 0 | 0 | 0.25 | 0.5 | 1 | 1 | 1 | 0.75 | 0.75 | 1 | 1 | 1 | 0.5 | 0.25 | 0 | 0 | 0 | 0 | 0
1270 | Fitness suite/gym | C2 Residential Institutions - Universities and colleges | 0.18231 | Uni_FitGym_Occ_Wk2 | Wk2 | 0 | 0 | 0 | 0 | 0 | 0 | 0 | 0 | 0 | 0 | 0 | 0 | 0 | 0 | 0 | 0 | 0 | 0 | 0 | 0 | 0 | 0 | 0 | 0
1271 | Food preparation area | C2 Residential Institutions - Universities and colleges | 0.09561 | Uni_FoodPrep_Occ_Wk1 | Wk1 | 0 | 0 | 0 | 0 | 0 | 0 | 0 | 0 | 0 | 0.75 | 1 | 1 | 0.75 | 0.75 | 1 | 1 | 1 | 0.75 | 0 | 0 | 0 | 0 | 0 | 0
1271 | Food preparation area | C2 Residential Institutions - Universities and colleges | 0.09561 | Uni_FoodPrep_Occ_Wk2 | Wk2 | 0 | 0 | 0 | 0 | 0 | 0 | 0 | 0 | 0 | 0.5 | 1 | 1 | 1 | 0.75 | 1 | 0.75 | 0 | 0 | 0 | 0 | 0 | 0 | 0 | 0
1272 | Hall/lecture theatre/assembly area | C2 Residential Institutions - Universities and colleges | 0.20167 | Uni_Lecture_Occ_Wk1 | Wk1 | 0 | 0 | 0 | 0 | 0 | 0 | 0 | 0.25 | 0.5 | 1 | 1 | 1 | 0.75 | 0.75 | 1 | 1 | 1 | 0.5 | 0.25 | 0 | 0 | 0 | 0 | 0
1272 | Hall/lecture theatre/assembly area | C2 Residential Institutions - Universities and colleges | 0.20167 | Uni_Lecture_Occ_Wk2 | Wk2 | 0 | 0 | 0 | 0 | 0 | 0 | 0 | 0 | 0 | 0.5 | 1 | 1 | 1 | 0.75 | 1 | 0.75 | 0 | 0 | 0 | 0 | 0 | 0 | 0 | 0
1273 | Computer lab | C2 Residential Institutions - Universities and colleges | 0.23125 | Uni_HighDensIT_Occ_Wk1 | Wk1 | 0 | 0 | 0 | 0 | 0 | 0 | 0 | 0 | 0 | 0.75 | 1 | 1 | 0.75 | 0.75 | 1 | 1 | 1 | 0.75 | 0 | 0 | 0 | 0 | 0 | 0
1273 | Computer lab | C2 Residential Institutions - Universities and colleges | 0.23125 | Uni_HighDensIT_Occ_Wk2 | Wk2 | 0 | 0 | 0 | 0 | 0 | 0 | 0 | 0 | 0 | 0 | 0 | 0 | 0 | 0 | 0 | 0 | 0 | 0 | 0 | 0 | 0 | 0 | 0 | 0
1275 | Laboratory | C2 Residential Institutions - Universities and colleges | 0.10625 | Uni_Lab_Occ_Wk1 | Wk1 | 0 | 0 | 0 | 0 | 0 | 0 | 0 | 0.25 | 0.5 | 1 | 1 | 1 | 0.75 | 0.75 | 1 | 1 | 1 | 0.5 | 0.25 | 0 | 0 | 0 | 0 | 0
1275 | Laboratory | C2 Residential Institutions - Universities and colleges | 0.10625 | Uni_Lab_Occ_Wk2 | Wk2 | 0 | 0 | 0 | 0 | 0 | 0 | 0 | 0 | 0 | 0.5 | 1 | 1 | 1 | 0.75 | 1 | 0.75 | 0 | 0 | 0 | 0 | 0 | 0 | 0 | 0
1276 | Laundry | C2 Residential Institutions - Universities and colleges | 0.10522 | Uni_Laund_Occ_Wk1 | Wk1 | 0 | 0 | 0 | 0 | 0 | 0 | 0 | 0 | 0 | 0.5 | 1 | 1 | 1 | 0.75 | 1 | 0.75 | 0 | 0 | 0 | 0 | 0 | 0 | 0 | 0
1277 | Light plant room | C2 Residential Institutions - Universities and colleges | 0.11 | Uni_Plant_Occ_Wk1 | Wk1 | 0 | 0 | 0 | 0 | 0 | 0 | 0 | 0 | 0 | 0 | 0 | 0 | 0 | 0 | 0 | 0 | 0 | 0 | 0 | 0 | 0 | 0 | 0 | 0
1277 | Light plant room | C2 Residential Institutions - Universities and colleges | 0.11 | Uni_Plant_Occ_Wk2 | Wk2 | 0 | 0 | 0 | 0 | 0 | 0 | 0 | 0 | 0 | 0 | 0 | 0 | 0 | 0 | 0 | 0 | 0 | 0 | 0 | 0 | 0 | 0 | 0 | 0
1278 | Reception | C2 Residential Institutions - Universities and colleges | 0.1122 | Uni_Reception_Occ_Wk1 | Wk1 | 0 | 0 | 0 | 0 | 0 | 0 | 0 | 0 | 1 | 1 | 1 | 1 | 1 | 1 | 1 | 1 | 1 | 1 | 0 | 0 | 0 | 0 | 0 | 0
1278 | Reception | C2 Residential Institutions - Universities and colleges | 0.1122 | Uni_Reception_Occ_Wk2 | Wk2 | 0 | 0 | 0 | 0 | 0 | 0 | 0 | 0 | 0 | 0 | 0 | 0 | 0 | 0 | 0 | 0 | 0 | 0 | 0 | 0 | 0 | 0 | 0 | 0
1279 | Cupboard | C2 Residential Institutions - Universities and colleges | 0.10154 | Uni_Store_Occ_Wk1 | Wk1 | 0 | 0 | 0 | 0 | 0 | 0 | 0 | 1 | 1 | 1 | 1 | 1 | 1 | 1 | 1 | 1 | 1 | 1 | 1 | 1 | 0 | 0 | 0 | 0
1279 | Cupboard | C2 Residential Institutions - Universities and colleges | 0.10154 | Uni_Store_Occ_Wk2 | Wk2 | 0 | 0 | 0 | 0 | 0 | 0 | 0 | 0 | 0 | 0 | 0 | 0 | 0 | 0 | 0 | 0 | 0 | 0 | 0 | 0 | 0 | 0 | 0 | 0
1280 | Swimming pool | C2 Residential Institutions - Universities and colleges | 0.18066 | Uni_Swim_Occ_Wk1 | Wk1 | 0 | 0 | 0 | 0 | 0 | 0 | 0 | 0.25 | 0.5 | 1 | 1 | 1 | 0.75 | 0.75 | 1 | 1 | 1 | 0.5 | 0.25 | 0 | 0 | 0 | 0 | 0
1280 | Swimming pool | C2 Residential Institutions - Universities and colleges | 0.18066 | Uni_Swim_Occ_Wk2 | Wk2 | 0 | 0 | 0 | 0 | 0 | 0 | 0 | 0 | 0 | 0.75 | 1 | 1 | 0.75 | 0.75 | 1 | 1 | 1 | 0.75 | 0 | 0 | 0 | 0 | 0 | 0
1281 | Residents kitchen | C2 Residential Institutions - Universities and colleges | 0.1122 | Uni_Tea_Occ_Wk1 | Wk1 | 0 | 0 | 0 | 0 | 0 | 0 | 0 | 0 | 1 | 1 | 1 | 1 | 1 | 1 | 1 | 1 | 1 | 1 | 0 | 0 | 0 | 0 | 0 | 0
1281 | Residents kitchen | C2 Residential Institutions - Universities and colleges | 0.1122 | Uni_Tea_Occ_Wk2 | Wk2 | 0 | 0 | 0 | 0 | 0 | 0 | 0 | 0 | 0 | 0 | 0 | 0 | 0 | 0 | 0 | 0 | 0 | 0 | 0 | 0 | 0 | 0 | 0 | 0
1282 | Toilet | C2 Residential Institutions - Universities and colleges | 0.10647 | Uni_Toilet_Occ_Wk1 | Wk1 | 0 | 0 | 0 | 0 | 0 | 0 | 0 | 0 | 1 | 1 | 1 | 1 | 1 | 1 | 1 | 1 | 1 | 1 | 0 | 0 | 0 | 0 | 0 | 0
1282 | Toilet | C2 Residential Institutions - Universities and colleges | 0.10647 | Uni_Toilet_Occ_Wk2 | Wk2 | 0 | 0 | 0 | 0 | 0 | 0 | 0 | 0 | 0 | 1 | 1 | 1 | 1 | 1 | 1 | 1 | 1 | 0 | 0 | 0 | 0 | 0 | 0 | 0
1283 | Workshop - small scale | C2 Residential Institutions - Universities and colleges | 0.067614 | Uni_WkshpSS_Occ_Wk1 | Wk1 | 0 | 0 | 0 | 0 | 0 | 0 | 0 | 0.25 | 0.5 | 1 | 1 | 1 | 0.75 | 0.75 | 1 | 1 | 1 | 0.5 | 0.25 | 0 | 0 | 0 | 0 | 0
1283 | Workshop - small scale | C2 Residential Institutions - Universities and colleges | 0.067614 | Uni_WkshpSS_Occ_Wk2 | Wk2 | 0 | 0 | 0 | 0 | 0 | 0 | 0 | 0 | 0 | 0.5 | 1 | 1 | 1 | 0.75 | 1 | 0.75 | 0 | 0 | 0 | 0 | 0 | 0 | 0 | 0
1284 | Office and consulting areas | C2 Residential Institutions - Universities and colleges | 0.097887 | Uni_CellOff_Occ_Wk1 | Wk1 | 0 | 0 | 0 | 0 | 0 | 0 | 0 | 0.25 | 0.5 | 1 | 1 | 1 | 0.75 | 0.75 | 1 | 1 | 1 | 0.5 | 0.25 | 0 | 0 | 0 | 0 | 0
1284 | Office and consulting areas | C2 Residential Institutions - Universities and colleges | 0.097887 | Uni_CellOff_Occ_Wk2 | Wk2 | 0 | 0 | 0 | 0 | 0 | 0 | 0 | 0 | 0 | 1 | 1 | 1 | 1 | 1 | 1 | 1 | 1 | 0 | 0 | 0 | 0 | 0 | 0 | 0
1285 | Warehouse sales area - general | A1/A2 Retail and Financial/Professional services | 0.053125 | Ret_Sales_Occ_Wk1 | Wk1 | 0 | 0 | 0 | 0 | 0 | 0 | 0 | 0 | 0 | 0.75 | 1 | 1 | 0.75 | 0.75 | 1 | 1 | 1 | 0.75 | 0 | 0 | 0 | 0 | 0 | 0
1286 | Warehouse sales area - chilled | A1/A2 Retail and Financial/Professional services | 0.053125 | Ret_SalesChill_Occ_Wk1 | Wk1 | 0 | 0 | 0 | 0 | 0 | 0 | 0 | 0 | 0 | 0.75 | 1 | 1 | 0.75 | 0.75 | 1 | 1 | 1 | 0.75 | 0 | 0 | 0 | 0 | 0 | 0
1287 | Warehouse sales area - electrical | A1/A2 Retail and Financial/Professional services | 0.053125 | Ret_SalesElectric_Occ_Wk1 | Wk1 | 0 | 0 | 0 | 0 | 0 | 0 | 0 | 0 | 0 | 0.75 | 1 | 1 | 0.75 | 0.75 | 1 | 1 | 1 | 0.75 | 0 | 0 | 0 | 0 | 0 | 0
1288 | Bathroom | C1 Hotels | 0.25895 | Hotel_Bath_Occ_WK1 | WK1 | 0 | 0 | 0 | 0 | 0 | 0 | 0 | 1 | 1 | 1 | 0 | 0 | 0 | 0 | 0 | 0 | 0 | 0 | 0 | 0.2 | 0.2 | 0.2 | 0.2 | 0
1289 | Public circulation areas | C2 Residential Institutions - Hospitals and Care Homes | 0.2125 | Hosp_CirculationPub_Occ_Wk1 | Wk1 | 0 | 0 | 0 | 0 | 0 | 0 | 0 | 0 | 0 | 0.75 | 1 | 1 | 0.75 | 0.75 | 1 | 1 | 1 | 0.75 | 0 | 0 | 0 | 0 | 0 | 0
1290 | Circulation area (corridors and stairways) | Others - Car Parks 24 hrs | 0.058567 | CarPark_Circulation_Occ_WK1 | WK1 | 0.018782 | 0.018782 | 0.018782 | 0.018782 | 0.018782 | 0.018782 | 0.26409 | 1 | 1 | 0.26409 | 0.018782 | 0.26409 | 1 | 1 | 0.50939 | 0.018782 | 0.018782 | 0.50939 | 1 | 1 | 0.50939 | 0.018782 | 0.018782 | 0.018782
1291 | Light plant room | Others - Car Parks 24 hrs | 0.11 | CarPark_Plant_Occ_WK1 | WK1 | 0 | 0 | 0 | 0 | 0 | 0 | 0 | 0 | 0 | 0 | 0 | 0 | 0 | 0 | 0 | 0 | 0 | 0 | 0 | 0 | 0 | 0 | 0 | 0
1292 | Toilet | Others - Car Parks 24 hrs | 0.0605 | CarPark_Toilet_Occ_WK1 | WK1 | 0 | 0 | 0 | 0 | 0 | 0 | 0 | 0 | 1 | 1 | 1 | 1 | 1 | 1 | 1 | 1 | 1 | 1 | 0 | 0 | 0 | 0 | 0 | 0
1293 | Car Park | Others - Car Parks 24 hrs | 0.0053242 | CarPark_CarPark_Occ_WK1 | WK1 | 0.018782 | 0.018782 | 0.018782 | 0.018782 | 0.018782 | 0.018782 | 0.26409 | 1 | 1 | 0.26409 | 0.018782 | 0.26409 | 1 | 1 | 0.50939 | 0.018782 | 0.018782 | 0.50939 | 1 | 1 | 0.50939 | 0.018782 | 0.018782 | 0.018782
1294 | Generic Office Area | Others - Car Parks 24 hrs | 0.111 | CarPark_Office_Occ_WK1 | WK1 | bar: h00 to h23
1295 | Car Park | A1/A2 Retail and Financial/Professional services | 0.0042995 | Ret_CarPark_Occ_WK1 | WK1 | 0 | 0 | 0 | 0 | 0 | 0 | 0 | 0.25 | 0.5 | 1 | 1 | 1 | 0.75 | 0.75 | 1 | 1 | 1 | 0.5 | 0.25 | 0 | 0 | 0 | 0 | 0
1296 | Car Park | B1 Offices and Workshop businesses | 0.0058947 | Office_CarPark_Occ_WK1 | WK1 | 0 | 0 | 0 | 0 | 0 | 0 | 0.25 | 1 | 1 | 0 | 0 | 0.25 | 1 | 1 | 0.25 | 0 | 0 | 0 | 0 | 0 | 0 | 0 | 0 | 0
1297 | Display window | A1/A2 Retail and Financial/Professional services | 0.043312 | Ret_Display_Occ_Wk1 | Wk1 | 0 | 0 | 0 | 0 | 0 | 0 | 0 | 0 | 0 | 1 | 1 | 1 | 1 | 1 | 1 | 1 | 1 | 0 | 0 | 0 | 0 | 0 | 0 | 0
1298 | Display area | D2 General Assembly and Leisure plus Night Clubs and Theatres | 0.0012375 | LibMusGall_Display_Occ_WK1 | WK1 | 0 | 0 | 0 | 0 | 0 | 0 | 0 | 0 | 0 | 0.75 | 1 | 1 | 0.75 | 0.75 | 1 | 1 | 1 | 0.75 | 0 | 0 | 0 | 0 | 0 | 0
1301 | Changing facilities with showers | Others - Stand alone utility block | 0.12587 | D2_Changing_Occ_WK1 | WK1 | 0 | 0 | 0 | 0 | 0 | 0 | 0 | 0 | 0 | 1 | 1 | 1 | 1 | 1 | 1 | 1 | 1 | 1 | 1 | 1 | 1 | 0 | 0 | 0
1302 | Heavy Plant Room | Others - Miscellaneous 24hr activities | 0.09625 | Misc24Hr_ServerRoom_Occ_Wk1 | Wk1 | 0 | 0 | 0 | 0 | 0 | 0 | 0 | 0 | 0 | 1 | 1 | 1 | 1 | 1 | 1 | 1 | 1 | 0 | 0 | 0 | 0 | 0 | 0 | 0
1303 | 24x7 Warehouse storage | B8 Storage or Distribution | 0.010857 | Ware_24x7WareStore_Occ_Wk1 | Wk1 | 0.5 | 0.5 | 0.5 | 0.5 | 0.5 | 0.5 | 0.5 | 0.75 | 1 | 1 | 1 | 1 | 1 | 1 | 1 | 1 | 1 | 1 | 0.75 | 0.5 | 0.5 | 0.5 | 0.5 | 0.5
1304 | 24x7 Generic Office Area | B8 Storage or Distribution | 0.095143 | Ware_24x7CellOff_Occ_Wk1 | Wk1 | 0.5 | 0.5 | 0.5 | 0.5 | 0.5 | 0.5 | 0.5 | 0.75 | 1 | 1 | 1 | 1 | 1 | 1 | 1 | 1 | 1 | 1 | 0.75 | 0.5 | 0.5 | 0.5 | 0.5 | 0.5
1305 | Dept Store Sales area - general | A1/A2 Retail and Financial/Professional services | 0.11688 | Ret_DeptStore_Sales_Occ_Wk1 | Wk1 | 0 | 0 | 0 | 0 | 0 | 0 | 0 | 0 | 0 | 0.75 | 1 | 1 | 0.75 | 0.75 | 1 | 1 | 1 | 0.75 | 0 | 0 | 0 | 0 | 0 | 0
1306 | Dept Store Sales area - chilled | A1/A2 Retail and Financial/Professional services | 0.11688 | Ret_DeptStore_SalesChill_Occ_Wk1 | Wk1 | 0 | 0 | 0 | 0 | 0 | 0 | 0 | 0 | 0 | 0.75 | 1 | 1 | 0.75 | 0.75 | 1 | 1 | 1 | 0.75 | 0 | 0 | 0 | 0 | 0 | 0
1307 | Dept Store Sales area - electrical | A1/A2 Retail and Financial/Professional services | 0.11688 | Ret_DeptStore_SalesElectric_Occ_Wk1 | Wk1 | 0 | 0 | 0 | 0 | 0 | 0 | 0 | 0 | 0 | 0.75 | 1 | 1 | 0.75 | 0.75 | 1 | 1 | 1 | 0.75 | 0 | 0 | 0 | 0 | 0 | 0
1308 | Retail Warehouse Sales area - general | A1/A2 Retail and Financial/Professional services | 0.11688 | RetWarehouse_Sales_Occ_Wk1 | Wk1 | 0 | 0 | 0 | 0 | 0 | 0 | 0 | 0 | 0 | 0.75 | 1 | 1 | 0.75 | 0.75 | 1 | 1 | 1 | 0.75 | 0 | 0 | 0 | 0 | 0 | 0
1309 | Retail Warehouse Sales area - chilled | A1/A2 Retail and Financial/Professional services | 0.11688 | RetWarehouse_SalesChill_Occ_Wk1 | Wk1 | 0 | 0 | 0 | 0 | 0 | 0 | 0 | 0 | 0 | 0.75 | 1 | 1 | 0.75 | 0.75 | 1 | 1 | 1 | 0.75 | 0 | 0 | 0 | 0 | 0 | 0
1310 | Retail Warehouse Sales area - electrical | A1/A2 Retail and Financial/Professional services | 0.11688 | RetWarehouse_SalesElectric_Occ_Wk1 | Wk1 | 0 | 0 | 0 | 0 | 0 | 0 | 0 | 0 | 0 | 0.75 | 1 | 1 | 0.75 | 0.75 | 1 | 1 | 1 | 0.75 | 0 | 0 | 0 | 0 | 0 | 0

## Activity database
1 | 2 | 3 | 4 | 5 | 6 | 7 | 8 | 9 | 10 | 11 | 12 | 13 | 14 | 15 | 16 | 17 | 18 | 19 | 20 | 21 | 22 | 23 | 24 | 25 | 26 | 27 | 28 | 29 | 30 | 31 | 32 | 33 | 34 | 35 | 36 | 37 | 38 | 39 | 40 | 41 | 42 | 43 | 44 | 1 | 2 | 3 | 4 | 5 | 6 | 7 | 8
|  | Building occupation data |  |  | User | Gender ratio |  | Component uses/person/day (unless stated differently for specific uses or activity areas) | [17 empty] | Usage factors | [15 empty] | Adjustment factors |  | Microcomponent Performance Levels for BREEAM water consumption method benchmarking
Building category and main activity area/function | Description | Occupant density (person/m2) | No. days/yr building occupied | default daily hrs of operation | Type | Ratio male users | Ratio female users | WC - male (urinals installed) | WC - male (no urinals installed) | WC - female | Urinal | Wash hand basin taps | Shower use | Shower use (bath present) | Bath use (no shower present) | Bath use (shower present) | Kitchen taps - kitchenette | Kitchen taps - pre-rinse nozzle | blank column | Dishwasher | Washing machine | Waste disposal unit | Fixed use - vessel filling | Fixed use - food preparation | Fixed use - kitchen cleaning | WC (factor of use | Urinals (factor of use) | Wash hand basin taps (mins/use) | Showers (no bath present) - mins/use | Showers (bath present) mins/use | Bath (No shower present) ratio | Bath (shower present) ratio | Kitchen taps - kitchenette mins/day | Kitchen taps - pre-rinse nozzle | blank | Dishwasher | Washing machine | Waste dispoal unit | Fixed use - vessel filling | Fixed use - food preparation | Fixed use - kitchen cleaning | Baths | Taps | Component | Baseline | Level 1 | Level 2 | Level 3 | Level 4 | Level 5 | Unit | BREEAM credit benchmarks Other |  | BREEAM credit benchmarks Education |  | BREEAM credit benchmarks Industrial |  | BREEAM credit benchmarks Retail |  | BREEAM credit benchmarks Office |  | Sources of data/information
Office | Offices and workshop business (including those with a basic (category 1) laboratory area) | - | 253 | 10 | Staff | 50% | 50% | 1 | 4 | 4 | 3 | 4 | 0.03 | N/A | N/A | N/A | - | - | - | - | N/A | - | 1.58 | - | - | 1 | 1 | 0.25 | 5.6 | 4.37 | 1 | 1 | - | - | - | - | - | - | 1 | - | - | 40% | 0.677 | WC - male (urinals installed) | 6 | 5 | 4.5 | 4 | 3.75 | 3 | Effective flush volume (litres) | 0% | 0 credits | 0% | 0 credits | 0% | 0 credits | 0% | 0 credits | 0% | 0 credits | SD129: Certification and Listing of Low Flush WC appliances
Office - Office areas | Cellular or open plan office space, including staff kitchen where present/adjacent and reception areas. Exlcude meeting rooms, visitor waiting or circulation areas. | 0.111 | [14 empty] | 1 |  |  | 0.04 | [12 empty] | 0.67 |  |  | 1 | N/A | [6 empty] | WC - male (no urinals installed) | 6 | 5 | 4.5 | 4 | 3.75 | 3 | Effective flush volume (litres) | 12.5% | 1 credit | 12.5% | 1 credit | 12.5% | 1 credit | 12.5% | 1 credit | 12.5% | 1 credit | Waterwise
Office - Staff canteen dining area | Seated dining areas that accompany a permanently staffed kitchen preparing food for consumption on the premises (excludes small un-staffed kitchen's used by office staff to re-heat food, make tea etc.) | 0.0433 | [15 empty] | see usage factor |  | see usage factor | N/A | see usage factor |  | see note | See note | [8 empty] | 60 |  | 0.217 | N/A | 30 |  | 1 | 1 |  |  | WC - female | 6 | 5 | 4.5 | 4 | 3.75 | 3 | Effective flush volume (litres) | 25% | 2 credits | 25% | 2 credits | 25% | 2 credits | 25% | 2 credits | 25% | 2 credits | Water efficient product labelling scheme
Office - Small workshop / laboratory space | Small scale workshop or category 1 laboratory area | 0.068 | [41 empty] | Wash hand basin taps | 12 | 9 | 7.5 | 4.5 | 3.75 | 3 | Volume (litres/min) | 35% | 3 credits | 35% | 3 credits | 35% | 3 credits | 35% | 3 credits | 35% | 3 credits | Water Supply (water fittings) Regulations 1999: WC Suite Performance Specifications
Office - Fitness suite/gym (with changing facility and showers) | A fitness suite or gym that is part of the office building/development and used by the building's employees only. The gym will have its own changing facility with showers. | 0 | [10 empty] | 0.154 | [9 empty] | 0.05 | [20 empty] | Showers | 14 | 10 | 8 | 6 | 4 | 3.5 | Volume (litres/min) | 50% | 4 credits | 50% | 4 credits | 50% | 4 credits | 50% | 4 credits | 50% | 4 credits | (Very early) Draft BS8542
Industrial - 24hr x 7 day operation | General and specialist industrial and warehouse and storage units operating 24 hours a day 7 days a week. | - | 365 | 24 | Staff | 50% | 50% | 1 | 4 | 4 | 3 | 4 | 0.03 | N/A | N/A | N/A | - | - | - | - | N/A | - | 1.58 | - | - | 1 | 1 | 0.25 | 5.6 | 4.37 | 1 | 1 | - | - | - | - | - | - | 1 | - | - | 40% | 0.677 | Baths | 200 | 180 | 160 | 140 | 120 | 100 | Volume (litres) | 55% | 5 credits | 55% | 5 credits | 55% | 5 credits | 55% | 5 credits | 55% | 5 credits | SD174: Certification and Listing of Water Efficient Terminal Fittings (table 2.0)
Industrial - typical business hours of operation | General and specialist industrial and warehouse and storage units operating 24 hours a day 7 days a week. | - | 253 | 10 | Staff | 50% | 50% | 1 | 4 | 4 | 3 | 4 | 0.03 | N/A | N/A | N/A | - | - | - | - | N/A | - | 1.58 | - | - | 1 | 1 | 0.25 | 5.6 | 4.37 | 1 | 1 | - | - | - | - | - | - | 1 | - | - | 40% | 0.677 | Urinal (2 or more urinals) - Automatically operated flushing cistern | 7.5 | 6 | 3 | 1.5 | 0.75 | 0 | Volume (litres/bowl/hour) | 65% | Exemplary level | 65% | Exemplary level | 65% | Exemplary level | 65% | Exemplary level | 65% | Exemplary level | CLG Water Calculation Method for New Dwelling
Industrial - Process area | Main process based operational/manufacturing/workshop area | 0.0224 | [41 empty] | Urinal (1 urinal only) - Automatically operated flushing cistern | 10 | 8 | 4 | 2 | 1 | 0 | Volume (litres/bowl/hour) | 55% | 5 credits | 55% | 5 credits | 55% | 5 credits | 55% | 5 credits | 55% | 5 credits | Conserving Water in Buildings - Environment Agency
Industrial - Laboratory area | Large or small category 1 laboratory area. | 0.1069 | [41 empty] | Urinal - Manual/automatic operated pressure flushing valve | 1.5 | - | - | - | - | - | Volume (Litres/flush/bowl) | [10 empty] | SD175 Certification and Listing of Water Efficient Baths
Industrial - Warehouse storage | Permanently or intermittently occupied warehouse storage areas. | 0.0108 | [41 empty] | Greywater/rainwater system | 0% | 0% | 0% | 25% | 50% | 75% | % of WC/urinal flushing demand (generated by same level microcomponent specification) met by specified grey/rainwater system | [10 empty] | BNWAT07: Baths - water efficiency performance tests Version 2.0
Industrial - Office areas | Cellular or open plan office space, including staff kitchen where present/adjacent and reception areas. Exlcude meeting rooms, visitor waiting or circulation areas. | 0.0994 | [14 empty] | 1 |  |  | 0.04 | [12 empty] | 0.67 |  |  | 1 | N/A | [6 empty] | Kitchen taps - kitchenette | 12 | 10 | 7.5 | 5 | 5 | 5 | Volume (litres/min) | [10 empty] | CLG Research to Assess the Costs and Benefits of Improvements to the Water Efficiency of New Non-household Buildings (BD2683), 2009.
Industrial - Staff canteen dining area | Seated dining areas that accompany a permanently staffed kitchen preparing food for consumption on the premises (excludes small un-staffed kitchen's used by office staff to re-heat food, make tea etc.) | 0.0402 | [15 empty] | see usage factor |  | see usage factor | N/A | see usage factor |  | see note | See note | [8 empty] | 60 |  | 0.201 | N/A | 30 |  | 1 | 1 |  |  | Kitchen taps - pre-rinse nozzle | 10.3 | 9.3 | 8.3 | 7.3 | 6.3 | 6 | Volume (litres/min) | [10 empty] | Waterwise 2007 Dishwasher rankings
Industrial - Fitness suite/gym (with changing facility and showers) | A fitness suite or gym that is part of the office building/development and used by the building's employees only. The gym will have its own changing facility with showers. | 0 | [10 empty] | 0.154 | [9 empty] | 0.05 | [20 empty] | Domestic sized dishwashers | 17 | 13 | 13 | 12 | 11 | 10 | Volume (litres/cycle) | [10 empty] | Waterwise 2007 Washing machine rankings
Education - Pre-schools | Non-residential pre-school and primary schools. | - | 195 | 10 | Pupils/staff | 50% | 50% | 0.36 | 2.1 | 2.1 | 1.74 | 2.1 | 0.0014 | N/A | N/A | N/A | 0.05 | - | - | - | N/A | - | 1.98 | - | - | 1 | 1 | 0.25 | 5.6 | N/A | 1 | 1 | - | - | - | - | - | - | 1 | - | - | 40% | 0.677 | Domestic sized washing machines | 90 | 60 | 50 | 40 | 35 | 30 | Volume (litres/use) | [10 empty] | Water UK - Macerators, the impact on sewers http://www.water.org.uk/home/policy/positions/waste-macerators-position-paper
Education - Schools and colleges | Non-residential secondary schools, academies and all-age range schools | - | 195 | 10 | Pupils/staff | 50% | 50% | 0.37 | 2.13 | 2.1 | 1.76 | 2.13 | 0.002 | N/A | N/A | N/A | 0.06 | - | - | - | N/A | - | 1.97 | - | - | 1 | 1 | 0.25 | 5.6 | 1.4 | 1 | 1 | - | - | - | - | - | - | 1 | - | - | 40% | 0.677 | Waste disposal unit | 17 | 17 | 0 | 0 | 0 | 0 | Volume (litres/min) | [10 empty] | Water Efficient Buildings, water and planning, guidance for planners http://www.water-efficient-buildings.org.uk/
Education - Universities | Non-residential further education colleges | - | 195 | 10 | Staff/students | 50% | 50% | 1 | 4 | 4 | 3 | 4 | 0.03 | N/A | N/A | N/A | 0.051 | - | - | - | N/A | - | 1.58 | - | - | 1 | 1 | 0.25 | 5.6 | 4.37 | 1 | 1 | - | - | - | - | - | - | 1 | - | - | 40% | 0.677 | Commercial sized dishwashers | 8 | 7 | 6 | 5 | 4 | 3 | Volume (litres/rack) | [10 empty] | AECB Water Standards vol 2.
Education - Higher education institutions | Non-residential higher education learning resource centres/teaching facility only | - | 195 | 10 | Staff/students | 50% | 50% | 1 | 4 | 4 | 3 | 4 | 0.03 | N/A | N/A | N/A | 0.061 | - | - | - | N/A | - | 1.58 | - | - | 1 | 1 | 0.25 | 5.6 | 4.37 | 1 | 1 | - | - | - | - | - | - | 1 | - | - | 40% | 0.677 | Commercial/Industrial sized washing machines | 14 | 12 | 10 | 7.5 | 5 | 4.5 | Volume (litres/kg) | [10 empty] | Enahnced Capital Allowance Water Technology List criteria
Education - Seminar rooms/areas | Include seminar rooms/spaces and write-up rooms/spaces i.e. areas where students and lecturers gather for seminars/write-up. Exclude lecture theatres, labs, workshops and library/learning resource area. | 0.395 | [59 empty] | BNWAT22: Domestic water consumption in domestic and non-domestic properties
Education - Staff office and adminstration areas | Cellular or open plan office space, including staff rooms and staff kitchen where present/adjacent and reception areas (including library reception desk areas if present). Exlcudes meeting rooms, visitor waiting or circulation areas and other such spaces not permanently occupied. | 0.103 | [17 empty] | 0.0025 | [12 empty] | 0.67 |  |  | 1 | N/A | [24 empty] | National Statistics, DfE: School Workforce in England, November 2010 (statistical first release)
Education - Common room | Student common room. | 0.103 | [59 empty] | Building Bulletin 99 (2nd Edition), Briefing Framework for Primary School Projects
Education - dining area | Seated dining areas that accompany a permanently staffed kitchen preparing food for consumption on the premises (excludes small un-staffed kitchen's used by staff to re-heat food, make tea etc.) | 0.03 | [15 empty] | see usage factor |  | see usage factor | N/A | see usage factor |  | FALSE | 0 | [8 empty] | 60 |  | 0.248 | N/A | 30 |  | 1 | 1 | [20 empty] | Building Bulletin 98 (2nd Edition), Briefing Framework for Secondary School Projects
Sporting facility with changing rooms and showers | Changing facility with showers, used by students and/or staff, linked to a sporting/fitness facility e.g. gym, that is part of the assessed building. | 0 | [20 empty] | 0.05 | [38 empty] | The Building Regulations 2000 Approved Document B Fire Safety
Education - Lecture theatre | Lecture theatre with permanent seating and/or stage used by lecturers and/or for staged performances. | 0.21831 | [59 empty] | Employment Densities, a full guide, Arup Economics and Planning, 2001 (produced for English Partnerships and Regional Development Agencies)
Education - Study area | Study/write-up area in sixth form, further and/or Higer Education colleges. | 0.625
Education - Workshop | Small scale workshop type space used for practical/vocational demonstrations/learning. | 0.063259
Education - Information Technology space | Laboratory/room containing I.T equipment and used for teaching/research related to information technology | 0.231
Education - Laboratory | Laboratory space for teaching/learning related to science based subjects. | 0.10625
Retail - Shop / retail unit(s) / retail warehouse | Shops: shop/retail unit(s)/retail warehouse(s). | - | 362 | 8.5 | - | Requires building information | Requires building information | Requires building information | Requires building information | Requires building information | Requires building information | Requires building information | Requires building information | N/A | N/A | N/A | - | - | - | - | N/A | - | Requires building information | - | - | 1 | 1 | 0.25 | 5.6 | 4.37 | 1 | 1 | - | - | - | - | - | - | 1 | - | - | 40% | 0.677
|  | - | - | - | Staff | 50% | 50% | 1 | 4 | 4 | 3 | 4 | 0.03 | N/A | N/A | N/A | - | - | - | - | N/A | - | 1.58 | - | - | - | - | - | - | - | - | - | - | - | - | - | - | - | 1 | - | - | - | -
|  | - | - | - | Customer | 35% | 65% | 0.1333 | 0.8 | 0.8 | 0.667 | 0.8 | - | N/A | N/A | N/A | - | - | - | - | N/A | - | - | - | - | - | - | - | - | - | - | - | - | - | - | - | - | - | - | - | - | - | -
Retail - Supermarket | Shops: supermarket | - | 362 | 13 | - | Requires building information | Requires building information | Requires building information | Requires building information | Requires building information | Requires building information | Requires building information | Requires building information | N/A | N/A | N/A | - | - | - | - | N/A | - | Requires building information | - | - | 1 | 1 | 0.25 | 5.6 | 4.37 | 1 | 1 | - | - | - | - | - | - | 1 | - | - | 40% | 0.677
|  | - | - | - | Staff | 50% | 50% | 1 | 4 | 4 | 3 | 4 | 0.03 | N/A | N/A | N/A | - | - | - | - | N/A | - | 1.58 | - | - | - | - | - | - | - | - | - | - | - | - | - | - | - | 1 | - | - | - | -
|  | - | - | - | Customers | 35% | 65% | 0.1333 | 0.8 | 0.8 | 0.667 | 0.8 | - | N/A | N/A | N/A | - | - | - | - | N/A | - | - | - | - | - | - | - | - | - | - | - | - | - | - | - | - | - | - | - | - | - | -
Retail - Service provider | Financial and professional services - Financial services such as banks and building societies, professional services (other than health and medical services) including estate and employment agencies and betting offices. | - | 304 | 8 | - | Requires building information | Requires building information | Requires building information | Requires building information | Requires building information | Requires building information | Requires building information | Requires building information | N/A | N/A | N/A | - | - | - | - | N/A | - | Requires building information | - | - | 1 | 1 | 0.25 | 5.6 | 4.37 | 1 | 1 | - | - | - | - | - | - | 1 | - | - | 40% | 0.677 | [16 empty] | BREEAM credit benchmarks for Precipitation Zone 2 |  | BREEAM credit benchmarks for Precipitation Zone 3
|  | - | - | - | Staff | 50% | 50% | 1 | 4 | 4 | 3 | 4 | 0.03 | N/A | N/A | N/A | - | - | - | - | N/A | - | 1.58 | - | - | - | - | - | - | - | - | - | - | - | - | - | - | - | 1 | - | - | - | - | [16 empty] | 0% | 0 credits | 0% | 0 credits
|  | - | - | - | Customer | 35% | 65% | 0.1333 | 0.8 | 0.8 | 0.667 | 0.8 | - | N/A | N/A | N/A | - | - | - | - | N/A | - | - | - | - | - | - | - | - | - | - | - | - | - | - | - | - | - | - | - | - | - | - | [16 empty] | 12.5% | 1 credit | 12.5% | 1 credit
Retail - Shopping centre/complex | Mixture of shops, professional services. | - | 362 | 9 | - | Requires building information | Requires building information | Requires building information | Requires building information | Requires building information | Requires building information | Requires building information | Requires building information | N/A | N/A | N/A | - | - | - | - | N/A | - | Requires building information | - | - | 1 | 1 | 0.25 | 5.6 | 4.37 | 1 | 1 | - | - | - | - | - | - | 1 | - | - | 40% | 0.677 | [16 empty] | 25% | 2 credits | 25% | 2 credits
|  | - | - | - | Staff | 50% | 50% | 1 | 4 | 4 | 3 | 4 | 0.03 | N/A | N/A | N/A | - | - | - | - | N/A | - | 1.58 | - | - | - | - | - | - | - | - | - | - | - | - | - | - | - | 1 | - | - | - | - | [16 empty] | 35% | 3 credits | 35% | 3 credits
|  | - | - | - | Customer | 35% | 65% | 0.1333 | 0.8 | 0.8 | 0.667 | 0.8 | - | N/A | N/A | N/A | - | - | - | - | N/A | - | - | - | - | - | - | - | - | - | - | - | - | - | - | - | - | - | - | - | - | - | - | [16 empty] | 45% | 4 credits | 40% | 4 credits
Retail - sales areas for display of bulky items | A retail sales/display area trading predominantly in bulky items, e.g. furniture, floor coverings, cycles, prams, large domestic appliances or other bulky goods, or trading on a wholesale self-selection basis. | 0.143 | [57 empty] | 55% | 5 credits | 50% | 5 credits
Retail - sales areas for display of non bulky items and/or customer service area. | A general sales/display areas in department stores, supermarkets, shops and/or customer service waiting and/or collection areas e.g. in banks, post office, bookmakers etc. | 0.5 | [57 empty] | 65% | Exemplary level | 60% | Exemplary level
Retail - concourse/shopping mall | The central (shared) area within a shopping centre used for access by shoppers (typically a covered area containing one or more of benches, cafes, escalators etc.) | 1.43
Retail - Staff office area and staffroom | Staff office space and staffroom, often located in 'back of house' areas. | 0.095143 | [14 empty] | Requires building information |  |  | Requires building information | [12 empty] | 0.67 |  |  | 1 | N/A
Retail - Staff canteen dining area | Seated areas in a staff canteen that accompany a food preparation areas where food and drink is consumed by staff on the premises. | 0.0497 | [15 empty] | see usage factor |  | see usage factor | N/A | see usage factor |  | see note | See note | [8 empty] | 60 |  | 0.248 | N/A | 30 |  | 1 | 1
Retail - Goods-in and storage area | Internal areas for receiving and storing goods. | 0.011
Retail - Workshop | A workshop / vehicle servicing area within a car showroom or general workshop in other type of retail development. | 0.068
Restaurants and cafés | Restaurants and cafés - For the sale of food and drink for consumption on the premises - restaurants, snack bars and cafes. | [37 empty] | 1
Restaurants and cafés - Eating and drinking area | Seated areas that accompany a food preparation areas where food and drink is consumed by customers on the premises (includes customer service/counter areas) | 0.2 | [36 empty] | 1
Restaurants and cafés - Food preparation area | Kitchen areas in cafes/restaurants contained within the development used to prepare food for customers | 0.108 | [23 empty] | 1 | 1 |  | 5.6 | 4.37 | 1 | 1 | 0.44 | [5 empty] | 1
Restaurants and cafés - Office area | Generic office space used by staff | 0.109 | [36 empty] | 1
Should we have fixed use in the baseline for waste disposal, showers and pre-rinse taps regardless of whether they're specified in actual building. | [23 empty] | Should litres/meal be adjusted to account for fact not three courses?
A4 Drinking establishments | [25 empty] | 1 | 1 |  | 5.6 | 4.37 | 1 | 1 | 0.44 | [5 empty] | 1
A5 Hot food takeaways | [25 empty] | 1 | 1 |  | 5.6 | 4.37 | 1 | 1 | 0.44 | [5 empty] | 1
B1 Business - Workshop/light industry
1
B2 General industrial - process/manufacturing unit | [25 empty] | 1 | 1 |  | 5.6 | 4.37 | 1 | 1 | [6 empty] | 1
B8 Storage or distribution - Warehouse unit | [25 empty] | 1 | 1 |  | 5.6 | 4.37 | 1 | 1 | [6 empty] | 1
Hotels |  | Occupant density (person/room) | [18 empty] | kg/ room/ night
Hotel - Bedroom |  | 1 | [18 empty] | 3.6
Hotel - Staff |  | 0.5 | [18 empty] | 0
Hotel - restaurant
C1 Boarding and guest houses | [25 empty] | 1 | 1 |  | 5.6 | 4.37 | 1 | 1 | [6 empty] | 1
Hospital | [25 empty] | 1 | 1 |  | 5.6 | 4.37 | 1 | 1 | [6 empty] | 1
Care home | [25 empty] | 1 | 1 |  | 5.6 | 4.37 | 1 | 1 | [6 empty] | 1
Sheltered accommodation | [25 empty] | 1 | 1 |  | 5.6 | 4.37 | 1 | 1 | [6 empty] | 1
Hall of residence | [25 empty] | 1 | 1 |  | 5.6 | 4.37 | 1 | 1 | [6 empty] | 1
Prison houseblock | [25 empty] | 1 | 1 |  | 5.6 | 4.37 | 1 | 1 | [6 empty] | 1
C2A Secure Residential Institution - Secure local authority accommodation | [25 empty] | 1 | 1 |  | 5.6 | 4.37 | 1 | 1 | [6 empty] | 1
C2A Secure Residential Institution - Military barracks | [25 empty] | 1 | 1 |  | 5.6 | 4.37 | 1 | 1 | [6 empty] | 1
D1 Non-residential Institutions - Library | [25 empty] | 1 | 1 |  | 5.6 | 4.37 | 1 | 1 | [6 empty] | 1
D1 Non-residential Institutions - Museum or Gallery | [25 empty] | 1 | 1 |  | 5.6 | 4.37 | 1 | 1 | [6 empty] | 1
D1 Non-residential Institutions - Community centre, day centre or place of worship | [25 empty] | 1 | 1 |  | 5.6 | 4.37 | 1 | 1 | [6 empty] | 1
D1 Non-residential Institutions - Primary Health Care Building | [25 empty] | 1 | 1 |  | 5.6 | 4.37 | 1 | 1 | [6 empty] | 1
D1 Non-residential Institutions - Creche | [25 empty] | 1 | 1 |  | 5.6 | 4.37 | 1 | 1 | [6 empty] | 1
D1 Non-residential Institutions - Crown and County Courts | [25 empty] | 1 | 1 |  | 5.6 | 4.37 | 1 | 1 | [6 empty] | 1
D1 Non-residential Institutions - School | [25 empty] | 1 | 1 |  | 5.6 | 4.37 | 1 | 1 | [6 empty] | 1
D1 Non-residential Institutions - Further/ Higher education building or training centre | [25 empty] | 1 | 1 |  | 5.6 | 4.37 | 1 | 1 | [6 empty] | 1
D2 General Assembly and Leisure - Theatre or cinema | [25 empty] | 1 | 1 |  | 5.6 | 4.37 | 1 | 1 | [6 empty] | 1
D2 General Assembly and Leisure - leisure centre/gym | [25 empty] | 1 | 1 |  | 5.6 | 4.37 | 1 | 1 | [6 empty] | 1
D2 General Assembly and Leisure -Swimming pool | [25 empty] | 1 | 1 |  | 5.6 | 4.37 | 1 | 1 | [6 empty] | 1
D2 General Assembly and Leisure - Night Club or dance hall | [25 empty] | 1 | 1 |  | 5.6 | 4.37 | 1 | 1 | [6 empty] | 1
Residential spaces | [25 empty] | 1 | 1 |  | 5.6 | 4.37 | 1 | 1 | [6 empty] | 1
Other - Bus/train stations | [25 empty] | 1 | 1 |  | 5.6 | 4.37 | 1 | 1 | [6 empty] | 1
Other - Emergency services | [25 empty] | 1 | 1 |  | 5.6 | 4.37 | 1 | 1 | [6 empty] | 1
Other - Telephone exchanges | [25 empty] | 1 | 1 |  | 5.6 | 4.37 | 1 | 1 | [6 empty] | 1
Other - Car Parks 24 hrs | [25 empty] | 1 | 1 |  | 5.6 | 4.37 | 1 | 1 | [6 empty] | 1
Other - Stand alone utility block | [25 empty] | 1 | 1 |  | 5.6 | 4.37 | 1 | 1 | [6 empty] | 1
Other - Petrol stations | [25 empty] | 1 | 1 |  | 5.6 | 4.37 | 1 | 1 | [6 empty] | 1
Other - Hostel | [25 empty] | 1 | 1 |  | 5.6 | 4.37 | 1 | 1 | [6 empty] | 1
Other - motor vehicle showroom | [25 empty] | 1 | 1 |  | 5.6 | 4.37 | 1 | 1 | [6 empty] | 1
Other - Launderette | [25 empty] | 1 | 1 |  | 5.6 | 4.37 | 1 | 1 | [6 empty] | 1
Note on A3: Note: the occupied areas defined for the purpose of this activity database are used to determine a default occupancy for the building and identify the building users that will consume water on the premises. Therefore, not all possible occupied areas of the building need to be listed (to avoid a double counting of occupancy). For example, in an office the meeting rooms are not included because users of the meeting room will occupy the office areas, which will have already been accounted for.
Note on L3: Usage figure assumes there are also WCs present.
Note on X3: Assumes vessel filling for personal consumption, not other uses. units in litres/person/day)
Note on Z3: Tim Bevan:
Note on E4: i.e. 8.00am - 6.00pm = 10hrs. NCM database occupancy pattern.
Note on I4: Source: BNWAT22
Note on J4: Source: BNWAT22
Note on K4: Source: BNWAT22
Note on L4: Source: BNWAT22
Note on M4: Source: BNWAT22
Note on N4: BNWAT22 has no data for shower use in offices. This figure is a BRE Global (TB) assumption based on the number of people that cycle to work as a proporption of the total work force in Great Britain, the assumption being that if a development provides a shower those that cycle will use it once a day. In Great Britain 3% of the workforce cycle to work (source DfT transport stats for 2009). Therefore, an assumption is made that the average employee will use a shower (where provided) 0.03 times a day (or 6.6 times a year on average). Obviously if you cycle this will be alot more and if you don't it will be zero. Exsting 2008 Water calc assume 0.1 uses/person/day. No idea where this figure comes from. Entec report for CLG assumes that 5% of office employees will use a shower at work. The basis for this assumption was not stated and I believe it to be too high.
Note on O4: No bath use assumed in this building type.
Note on P4: No bath use assumed in this building type.
Note on Q4: No bath use assumed in this building type.
Note on X4: BS8525 COP Greywater systems: states a typical value of 1.58 litres/person/day.
Note on AC4: Source: Communities and Local Government Research to Assess the Costs and Benefits of Improvements to the Water Efficiency of New Non-household Buildings (BD2683) Equivalent to 15 seconds.
Note on AD4: Source: CLG domestic water efficiency calc, also used in BS8525 COP for greywater systems.
Note on AE4: Source: CLG domestic water efficiency calc, also used in BS8525 COP for greywater systems
Note on AQ4: MTP BNWat07 "Baths": The average volume of water used per bath is approximately 40 % of the maximum volume of the bath as defined by the overflow point. This reflects that a) people don't fill bath to the overflow and b) the Archimedes' principle of buoyancy i.e. average human will displace 70 litres of water.
Note on AR4: Two-thirds to account for the fact that taps will not to be run at full volume.
Note on AU4: 6 litres in that required by Water Supply (Water Fittings) Regulations
Note on AW4: BREEAM 2008 one credit level Equivalent to a 6/4 dual flush
Note on AX4: AECB water standards publication (Jan 2009) states full flush of less than 4 litres is experimental.
Note on AY4: 6/3 dual flush WC = 3.75 and a 4.5/3 dual flush = 3.8 effective flush volume.
Note on AZ4: An effective flush volume of 3.0 is the level required for BREEAM 2008 2 credits (for non water calc method building types). A dual flush WC of 4/2.6 represents current exemplary practice in the UK (not including composting toilets, not considered viable option for non domestic building). This type of dual flush WC has an effective flushing volume of 2.95 litres.
Note on R5: Source: Communities and Local Government Research to Assess the Costs and Benefits of Improvements to the Water Efficiency of New Non-household Buildings (Entec Oct 2009)
Note on U5: One cycle accommodates 25 people i.e. 1/25=0.04 uses/person/day. Source: Communities and Local Government Research to Assess the Costs and Benefits of Improvements to the Water Efficiency of New Non-household Buildings (Entec Oct 2009).
Note on AH5: Communities and Local Government Research to Assess the Costs and Benefits of Improvements to the Water Efficiency of New Non-household Buildings (BD2683) states a factor of 0.67 for offices in its example calculation.
Note on AZ5: This is equivalent to a dual flush WC of 4/2.6. Which has an effective flushing volume of 2.875 litres. This represents current exemplary practice in the UK.
Note on C6: Note: this figure is use to calculated a default number of kitchen staff only. An average restaurant has been modelled as having 25 employees serving 250 covers per day (Pacific Institute, 2003). For an office canteen/restaurant this figure is halved to 12.5 employees per 250 covers as it is assumed that office canteen/restaurants will not rely on a table service (as in a restaurant) and therefore will have less staff per cover as a result. Therefore, where there is a staff canteen/restaurant, the number of staff in that activity area is determined as follows: An overall occupant density for seated dining areas of 0.2888 persons/m2 is used (source: National Energy Calculation Methodology activity database) to determine the number of people seated in the restaurant. A period of 11am-3pm is used as a default hours of use by the building's staff, whereby occupant density fluctuates respectively during those hours as follows: 0.25, 1.0, 1.0, 0.75 (source NCM activity database); resulting in an average occupant density of 0.217 covers/hr/m2. This average multiplied by the 4 hour period gives a figure of 0.868 covers/m2. If there are 12.5 kitchen employees per 250 covers, then there are 0.05 employees/cover; therefore there are 0.0434 kitchen employees/m2 of seated dining area.
Note on V6: It could be argued that there is likley to be a washing machine where there is a food preparation area, however, no data available for this component in this activity area. It is possible that it could be accounted for under the miscellaneous under food preparation (which is a fixed use).
Note on Y6: Units: litres/day Fixed use for food preparation is based on a ‘standard’ restaurant. This ‘standard’ model gives details relating to a hotel with 25 staff serving 250 covers or meals per day, (source: BD2683 and sources contained therein), as follows: 0.33 kg of ice per meal Food preparation sink: 113.4 litres (per day) / 250 covers = 0.4536 litres/cover Food: 1.89 litres/cover Total: 2.674 litres/cover This figure is multiplied by 0.868 covers/m2 (see comment against occupant density for this building area for source of number) and the total area (m2) of the dining area to give the fixed use total here. If there is no dining area, no figure is calculated.
Note on Z6: Units: litres/day Fixed use for cleaning in a food preparation area is based on a ‘standard’ restaurant. This ‘standard’ model gives details relating to a hotel with 25 staff serving 250 covers or meals per day (Source: BD2683), as follows: Pot and pan sink: 900 litres (3 x sinks filled with 150 litre capacity filled twice a day) / 250 covers = 3.6 litres/cover Cleaning: 298.4 / 250 covers = 1.1936 litres/cover Miscellaneous use: 378/250 = 1.52 litres/cover Total: 6.314 litres/cover This figure is multiplied by 0.868 covers/m2 (see comment against occupant density for this building area for source of number) and the total area (m2) of the dining area to give the fixed use total here. If there is no dining area, no figure is calculated.
Note on AI6: Source: washing up pre-rinse nozzles are used for 60 min per day (Pacific Institute, 2003; MWRA,1990)
Note on AK6: units: dishwasher cycle/m2 Communities and Local Government Research to Assess the Costs and Benefits of Improvements to the Water Efficiency of New Non-household Buildings (BD2683) states each customer produces half a dishwasher rack of washing up per visit. This is for standard restaurant use. For an office canteen, this has been halved again to one quarter rack per cover on the basis that only one course is served at lunchtime, so less crockery than for standard restaurant (where two or three courses are to be assumed). An overall occupant density for seated dining areas of 0.289 persons/m2 is used (source: National Energy Calculation Methodology activity database) to determine the number of people seated in the restaurant. A period of 11am-3pm is used as a default hours of use of the dining area by the building's staff, whereby occupant density fluctuates respectively during those hours as follows: 0.25, 1.0, 1.0, 0.75 (source NCM activity database); resulting in an average occupant density of 0.217 covers/hr/m2. This average multiplied by the 4 hour period gives a figure of 0.868 covers/m2/day. Therefore: 0.868 covers/m2/day * 0.25 racks/cover = 0.217 cycles/m2 dining area/day.
Note on AM6: Source: waste disposal devices run for 30 min per day (Pacific Institute, 2003; MWRA,1990)
Note on AZ6: This is equivalent to a dual flush WC of 4/2.6. Which has an effective flushing volume of 2.875 litres. This represents current exemplary practice in the UK.
Note on AT7: These figures will be adjusted by a factor of two-thirds in the calculation to account for the fact that taps tend not to be run at full volume.
Note on AV7: BREEAM 2008 requirement for taps = 6 l/min. Accounting for two thirds this would be approx 9 l/min
Note on C8: For the purpose of this methodology zero has been used as the users of this facility will be the staff, whose number is determined based on the density of other activity areas , so to acount for occupancy against this activity area would double count the number of building users.
Note on N8: For the purpose of shower use in this building type for a fitness suites/gym, it has been assumed that 80% of users of this facility will take a shower after use (this is a BRE assumption on the basis that most users will shower, though unlikely to be all, so a significant majority has been used). The number of users for this facility has been determined as follows: The percentage of all adults that undertake "30 minutes or more of moderate or vigorous activity on at least five days per week" is, according to the NHS Health Survey for England 2008 (Table 14 Trends table) 34%. The assumption has therefore been made that if a fitness suite is provided, then 50% of the staff who exercise for 30mins or more five times a week will take advantage of the fitness suite (or if not the suite, the changing/shower facilities becuase they jog or play other sports at work). Only half is used as it is assumed that at an equal number of the 34% will get their 30mins a day via attendance at sporting clubs outside of work. The 3% of people that cycle to work in the UK (therefore fulfilling the recommended 30min requirement) has first been subtracted from 34% figure, prior to adjustments made above, and then added back on to the adjusted figure. This is because it has been assumed that all those who cycle will shower, therefore they should not be subject to the 80% and 50% adjustments. Therefore, this usage ratio represents all shower use by staff in the building when a fitness suite/gym with a changing facilities is included (where it isn't the above usage ratio of 0.03 is used, which based on those who cycle). No. of showers per person per day = ((34% - 3%) * 50% * 80%)) + 3% = 0.154 (15.4% of staff).
Note on X8: CLG Research to Assess the Costs and Benefits of Improvements to the Water Efficiency of New Non-household Buildings states in its approach to drafting standard for leisure centres that each visitor uses 0.3 litre of water from a fountain or tap, for drinking (based on an average 1 hour visit). This figure has been used and adjusted to account for the 15.4% of staff that will use this facility (see note under shower use for how this figure was determined). Fixed use vessel filling for the building (per/person) resulting from having a fitness suite is therefore: 0.3 * 0.154 = 0.05 litres.
Note on AU8: Data from Market Transformation Programme BNWAT07 "Baths -Water Efficeincy Test performance tests" Standard usage, based on data collected by water companies, is 40% of the capcity to overflow. Env Agency: 12+ l/min = typical
Note on AV8: SD174 Table 2 upper level 9.5 l/min maximum flow rate permitted in USA
Note on AW8: 9 l/min current BREEAM 2008 requirement level darft BS8542 = 8 L/min for good
Note on E9: Method assumes full occupancy between 08.00-17.59hrs and 50% between 18.00 - 07.59 hrs.
Note on N9: BNWAT22 has no data for shower use in industrial buildings. This figure is a BRE Global (TB) assumption based on the number of people that cycle to work as a proporption of the total work force in Great Britain, the assumption being that if a development provides a shower those that cycle will use it once a day. In Great Britain 3% of the workforce cycle to work (source DfT transport stats for 2009). Therefore, an assumption is made that the average employee will use a shower (where provided) 0.03 times a day (or 6.6 times a year on average). Obviously if you cycle this will be alot more and if you don't it will be zero. Exsting 2008 Water calc assume 0.1 uses/person/day. No idea where this figure comes from. Entec report for CLG assumes that 5% of office employees will use a shower at work. The basis for this assumption was not stated and I believe it to be too high.
Note on O9: No bath use assumed in this building type.
Note on P9: No bath use assumed in this building type.
Note on Q9: No bath use assumed in this building type.
Note on X9: BS8525 COP Greywater systems: states a typical value of 1.58 litres/person/day.
Note on AC9: Source: Communities and Local Government Research to Assess the Costs and Benefits of Improvements to the Water Efficiency of New Non-household Buildings (BD2683) Equivalent to 15 seconds.
Note on AD9: Source: CLG domestic water efficiency calc, also used in BS8525 COP for greywater systems.
Note on AE9: Source: CLG domestic water efficiency calc, also used in BS8525 COP for greywater systems
Note on AQ9: MTP BNWat07 "Baths": The average volume of water used per bath is approximately 40 % of the maximum volume of the bath as defined by the overflow point. This reflects that a) people don't fill bath to the overflow and b) the Archimedes' principle of buoyancy i.e. average human will displace 70 litres of water.
Note on AR9: Two-thirds to account for the fact that taps will not to be run at full volume.
Note on AU9: The Water Supply Regulations 1999 imposes a legal requirement to notify the local water supplier of the proposed installation of a bath with a capacity in excess of 230 litres SD175 table 2 volume calculator for CSH starts at 130. BNWAT07 states standard bath is 220 litres to overflow. Standard taken to mean standard within existing households. This reference states that 165 litre bath is an "undersized bath". BNWAT07 uses research undertaken by water utilities in the UK. Communities and Local Government Research states 225 litres is the baseline. Water efficiency label states that an average bath is 1700mm x 700mm and will hold 200 litres of water.200 litres is also the highest volume bath on water efficient product labelling scheme. Based on various sources of data, decided to go with 200 litres as a baseline for new buildings in this methodology.
Note on AV9: AECB Water Standards good practice level
Note on AW9: Anything under 165 litres termed an "undersized bath" BNWat07
Note on AX9: Corner bath size = 140 litres
Note on AY9: SD175 table 2 volume calculator for CSH starts at 130.
Note on AZ9: BREEAM 2008 multi-res requirement
Note on E10: i.e. 8.00am - 6.00pm = 10hrs. NCM database occupancy pattern.
Note on N10: BNWAT22 has no data for shower use in industrial buildings. This figure is a BRE Global (TB) assumption based on the number of people that cycle to work as a proporption of the total work force in Great Britain, the assumption being that if a development provides a shower those that cycle will use it once a day. In Great Britain 3% of the workforce cycle to work (source DfT transport stats for 2009). Therefore, an assumption is made that the average employee will use a shower (where provided) 0.03 times a day (or 6.6 times a year on average). Obviously if you cycle this will be alot more and if you don't it will be zero. Exsting 2008 Water calc assume 0.1 uses/person/day. No idea where this figure comes from. Entec report for CLG assumes that 5% of office employees will use a shower at work. The basis for this assumption was not stated and I believe it to be too high.
Note on O10: No bath use assumed in this building type.
Note on P10: No bath use assumed in this building type.
Note on Q10: No bath use assumed in this building type.
Note on X10: BS8525 COP Greywater systems: states a typical value of 1.58 litres/person/day.
Note on AC10: Source: Communities and Local Government Research to Assess the Costs and Benefits of Improvements to the Water Efficiency of New Non-household Buildings (BD2683) Equivalent to 15 seconds.
Note on AD10: Source: CLG domestic water efficiency calc, also used in BS8525 COP for greywater systems.
Note on AE10: Source: CLG domestic water efficiency calc, also used in BS8525 COP for greywater systems
Note on AQ10: MTP BNWat07 "Baths": The average volume of water used per bath is approximately 40 % of the maximum volume of the bath as defined by the overflow point. This reflects that a) people don't fill bath to the overflow and b) the Archimedes' principle of buoyancy i.e. average human will displace 70 litres of water.
Note on AR10: Two-thirds to account for the fact that taps will not to be run at full volume.
Note on AU10: Equivalent to 9 litre cistern serving three urinals flushing 2.5 times an hour (Water Supply (Water Fittings) Regulations requirement for cistern supplying two or more urinals)
Note on AV10: Equivalent to 9 litre cistern serving three urinals flushing twice an hour.
Note on AW10: Equivalent to 9 litre cistern fluhing three urinals at intervals no more frequent than once per hour.
Note on AX10: Equivalent to 9 litre cistern fluhing three urinals at intervals no more frequent than once every two hours.
Note on AY10: Equivalent to 9 litre cistern flushing three urinals once every four hours.
Note on AZ10: Waterless urinals
Note on AU11: Equivalent to 5 litre cistern serving one urinal flushing 2 times an hour (Water Supply (Water Fittings) Regulations requirement for cistern supplying one urinal).
Note on AV11: This is the equivalent proportion of improvement above the baseline (for one urinal) to that required for 2 urinls.
Note on AW11: This is the equivalent proportion of improvement above the baseline (for one urinal) to that required for 2 urinls.
Note on AX11: This is the equivalent proportion of improvement above the baseline (for one urinal) to that required for 2 urinls.
Note on AY11: This is the equivalent proportion of improvement above the baseline (for one urinal) to that required for 2 urinls.
Note on AZ11: Waterless urinals
Note on AU12: Requirement in The Water Supply (Water Fittings) Regulations 1999.
Note on BA12: Note: no specification against levels 1-5 as only the baseline level is needed for the purpose of this calculator for this type. This is the spec used in the baseline building for urinals if the actual building contains waterless urinals.
Note on AT13: 50% is the level required for credits in BREEAM 2008. CLG Research to Assess the Costs and Benefits of Improvements to the Water Efficiency of New Non-household Buildings (Entec Oct 2009) specifies 75% of flushing demand from rainwater system for the proposed advanced level. No level set for baseline and level 1 and 2. Level 3 set at a notional 25% to encourage specification or more improved component specification.
Note on R14: Source: Communities and Local Government Research to Assess the Costs and Benefits of Improvements to the Water Efficiency of New Non-household Buildings (Entec Oct 2009)
Note on U14: One cycle accommodates 25 people i.e. 1/25=0.04 uses/person/day. Source: Communities and Local Government Research to Assess the Costs and Benefits of Improvements to the Water Efficiency of New Non-household Buildings (Entec Oct 2009).
Note on AH14: Communities and Local Government Research to Assess the Costs and Benefits of Improvements to the Water Efficiency of New Non-household Buildings (BD2683) states a factor of 0.67 for offices in its example calculation.
Note on AT14: These figures will be adjusted by a factor of two-thirds in the calculation to account for the fact that taps tend not to be run at full volume.
Note on AU14: Source: as WHB. Also: Communities and Local Government Research to Assess the Costs and Benefits of Improvements to the Water Efficiency of New Non-household Buildings (Entec Oct 2009)
Note on AX14: Source: Communities and Local Government Research to Assess the Costs and Benefits of Improvements to the Water Efficiency of New Non-household Buildings (Entec Oct 2009). States 5 l/min in the minimum for the use of kitchen taps (due to them being used for cleaning/food prep).
Note on AY14: Source: Communities and Local Government Research to Assess the Costs and Benefits of Improvements to the Water Efficiency of New Non-household Buildings (Entec Oct 2009). States 5 l/min in the minimum for the use of kitchen taps (due to them being used for cleaning/food prep).
Note on AZ14: Source: Communities and Local Government Research to Assess the Costs and Benefits of Improvements to the Water Efficiency of New Non-household Buildings (Entec Oct 2009). States 5 l/min in the minimum for the use of kitchen taps (due to them being used for cleaning/food prep).
Note on C15: Note: this figure is use to calculated a default number of kitchen staff only. An average restaurant has been modelled as having 25 employees serving 250 covers per day (Pacific Institute, 2003). For an office canteen/restaurant this figure is halved to 12.5 employees per 250 covers as it is assumed that office canteen/restaurants will not rely on a table service (as in a restaurant) and therefore will have less staff per cover as a result. Therefore, where there is a staff canteen/restaurant, the number of staff in that activity area is determined as follows: An overall occupant density for seated dining areas of 0.358 persons/m2 is used for TCP B8 Class storage and distribution and 0.178 for TCP class B2-B7 general and special industrial to determine the number of people seated in the restaurant. Therefore, an average is used for this calculator of 0.268. A period of 11am-3pm is used as a default hours of use by the building's staff, whereby occupant density fluctuates respectively during those hours as follows: 0.25, 1.0, 1.0, 0.75 (source NCM activity database); This results in an average occupant density of: 0.804 covers/hr/day. If there are 12.5 kitchen employees per 250 covers, then there are 0.05 employees/cover; Therefore there are: 0.0402 kitchen employees/m2 of seated dining.
Note on V15: It could be argued that there is likley to be a washing machine where there is a food preparation area, however, no data available for this component in this activity area. It is possible that it could be accounted for under the miscellaneous under food preparation (which is a fixed use).
Note on Y15: Units: litres/day Fixed use for food preparation is based on a ‘standard’ restaurant. This ‘standard’ model gives details relating to a hotel with 25 staff serving 250 covers or meals per day, (source: BD2683 and sources contained therein), as follows: 0.33 kg of ice per meal Food preparation sink: 113.4 litres (per day) / 250 covers = 0.4536 litres/cover Food: 1.89 litres/cover Total: 2.674 litres/cover This figure is multiplied by 0.804 covers/m2 (see comment against occupant density for this building area for source of number) and the total area (m2) of the dining area to give the fixed use total here. If there is no dining area, no figure is calculated.
Note on Z15: Units: litres/day Fixed use for cleaning in a food preparation area is based on a ‘standard’ restaurant. This ‘standard’ model gives details relating to a hotel with 25 staff serving 250 covers or meals per day (Source: BD2683), as follows: Pot and pan sink: 900 litres (3 x sinks filled with 150 litre capacity filled twice a day) / 250 covers = 3.6 litres/cover Cleaning: 298.4 / 250 covers = 1.1936 litres/cover Miscellaneous use: 378/250 = 1.52 litres/cover Total: 6.314 litres/cover This figure is multiplied by 0.804 covers/m2 (see comment against occupant density for this building area for source of number) and the total area (m2) of the dining area to give the fixed use total here. If there is no dining area, no figure is calculated.
Note on AI15: Source: washing up pre-rinse nozzles are used for 60 min per day (Pacific Institute, 2003; MWRA,1990)
Note on AK15: units: dishwasher cycle/m2 Communities and Local Government Research to Assess the Costs and Benefits of Improvements to the Water Efficiency of New Non-household Buildings (Entec Oct 2009) states each customer produces half a dishwasher rack of washing up per visit. This is for standard restaurant use. For an office canteen, this has been halved again to one quarter rack per cover on the basis that only one course is served at lunchtime, so less crockery than for standard restaurant (where two or three courses are to be assumed). An overall occupant density for seated dining areas of 0.358 persons/m2 is used for TCP B8 Class storage and distribution and 0.178 for TCP class B2-B7 general and special industrial to determine the number of people seated in the restaurant. Therefore, an average is used for this calculator of 0.268. A period of 11am-3pm is used as a default hours of use by the building's staff, whereby occupant density fluctuates respectively during those hours as follows: 0.25, 1.0, 1.0, 0.75 (source NCM activity database); This results in an average occupant density of: 0.804 covers/hr/day. Therefore: 0.804 covers/m2/day * 0.25 racks/cover = 0.201 cycles/m2/day
Note on AM15: Source: waste disposal devices run for 30 min per day (Pacific Institute, 2003; MWRA,1990)
Note on AT15: Source: CLG research to Assess Costs and Benefits of Improvement to the Water Efficiency of New Non-Household Buildings states 10.3 as baseline and 6.3 as advanced level. Internet search of products indicates nozzles available with flow rate less than 6 l/min, so 6 has been used as outstanding level. Intermediate levels linear between standard (10.3 l/min) and best practice (6.3 l/min)
Note on C16: For the purpose of this methodology zero has been used as the users of this facility will be the staff, whose number is determined based on the density of other activity areas , so to acount for occupancy against this activity area would double count the number of building users.
Note on N16: For the purpose of shower use in this building type for a fitness suites/gym, it has been assumed that 80% of users of this facility will take a shower after use (this is a BRE assumption on the basis that most users will shower, though unlikely to be all, so a significant majority has been used). The number of users for this facility has been determined as follows: The percentage of all adults that undertake "30 minutes or more of moderate or vigorous activity on at least five days per week" is, according to the NHS Health Survey for England 2008 (Table 14 Trends table) 34%. The assumption has therefore been made that if a fitness suite is provided, then 50% of the staff who exercise for 30mins or more five times a week will take advantage of the fitness suite (or if not the suite, the changing/shower facilities becuase they jog or play other sports at work). Only half is used as it is assumed that at an equal number of the 34% will get their 30mins a day via attendance at sporting clubs outside of work. The 3% of people that cycle to work in the UK (therefore fulfilling the recommended 30min requirement) has first been subtracted from 34% figure, prior to adjustments made above, and then added back on to the adjusted figure. This is because it has been assumed that all those who cycle will shower, therefore they should not be subject to the 80% and 50% adjustments. Therefore, this usage ratio represents all shower use by staff in the building when a fitness suite/gym with a changing facilities is included (where it isn't the above usage ratio of 0.03 is used, which based on those who cycle). No. of showers per person per day = ((34% - 3%) * 50% * 80%)) + 3% = 0.154 (15.4% of staff).
Note on X16: CLG Research to Assess the Costs and Benefits of Improvements to the Water Efficiency of New Non-household Buildings states in its approach to drafting standard for leisure centres that each visitor uses 0.3 litre of water from a fountain or tap, for drinking (based on an average 1 hour visit). This figure has been used and adjusted to account for the 15.4% of staff that will use this facility (see note under shower use for how this figure was determined). Fixed use vessel filling for the building (per/person) resulting from having a fitness suite is therefore: 0.3 * 0.154 = 0.05 litres.
Note on AU16: Source: Communities and Local Government Research to Assess the Costs and Benefits of Improvements to the Water Efficiency of New Non-household Buildings (Entec Oct 2009)
Note on AV16: Source: Communities and Local Government Research to Assess the Costs and Benefits of Improvements to the Water Efficiency of New Non-household Buildings (Entec Oct 2009)
Note on AW16: Source: Communities and Local Government Research to Assess the Costs and Benefits of Improvements to the Water Efficiency of New Non-household Buildings (Entec Oct 2009)
Note on AX16: BREEAM 2008 multi-res requirement
Note on AZ16: Waterwise 2007 dishwasher rankings contain products that achieve figures of 10, 9, 8 and 7.5 litres per cycle.
Note on D17: Source: BNWAT22
Note on E17: Assumes occupancy during 07.00-17.00hrs. Based on NCM database hours of occupancy for teaching space.
Note on I17: Schools: BNWAT22 states two sanitary uses per day for pupils and a ratio of six urinal uses to 1 WC use. This equates to 0.33 uses per day for WCs and 1.66 for urinals (where urinals are specified). Teachers/adults: Assumes the same ratio of use as adults in office building i.e. 4 uses per day, 1 WC to 3 urinal uses (where urinals are specified). Overall figure: According to the National Statistics, DfE: School Workforce in England, November 2010 (statistical first release) the pupil teacher ratio for local authority maintained primary schools is 20.9. Therefore the usage for this component is aggregated to account for the contrubtion from staff and pupils, as follows: Staff: 1/20.9 = 0.0478 i.e. 4.8% 1 (uses/day) *0.048 = 0.048 Pupils: 20.9-1/20.9 = 0.952 i.e. 95.2% 0.33 (uses/day) * 0.952 = 0.314 Overall: 0.048 + 0.314 = 0.362 i.e. 0.36 aggregated uses per person.
Note on J17: Schools: BNWAT22 states two sanitary uses per day for pupils. Teachers/adults: Assumes the same ratio of use as adults in office building i.e. 4 uses per day. Overall figure: According to the National Statistics, DfE: School Workforce in England, November 2010 (statistical first release) the pupil teacher ratio for local authority maintained primary schools is 20.9. Therefore the usage for this component is aggregated to account for the contrubtion from staff and pupils, as follows: Staff: 1/20.9 = 0.0478 i.e. 4.8% 4 (uses/day) *0.048 = 0.192 Pupils: 20.9-1/20.9 = 0.952 i.e. 95.2% 2 (uses/day) * 0.952 = 1.904 Overall: 1.904 + 0.192 = 2.096 i.e. 2.1 aggregated uses per person.
Note on L17: Schools: BNWAT22 states two sanitary uses per day for pupils and a ratio of six urinal uses to 1 WC use. This equates to 0.33 uses per day for WCs and 1.66 for urinals (where urinals are specified). Teachers/adults: Assumes the same ratio of use as adults in office building i.e. 4 uses per day, 1 WC to 3 urinal uses (where urinals are specified). Therefore, based on the aggregate pupil/staff figure of 2.10 sanitary uses per day (see WC male component for description of how this figure is calculated), the aggregate number of urinal uses per person(male) per day is: 2.10-0.36 = 1.74.
Note on N17: Pupils: No specific data available/found on shower use by pupils in schools. School Sport Survey 2007/08 found that 90% of pupils in partnership schools participated in at least two hours of high quality PE and out of hours school sport in a typical week (in accordance with the DfES service agreement for PE). For the purpose of this calculator, an assumption has been made that these two hours of sport are undetaken in two separate slots in the school week and that after each slot the pupils will take a shower (where showers are provided in the school). Therefore, the average shower use per pupil per day is 0.4 i.e. 2/5 days. Staff: No specific figure for adult shower use in education buildings, therefore a figure of 0.03 is used, the same as that used for showers in offices (using the same assumptions). This figure has been aggregated according to the typical pupil teacher ratio in primary schools of 15.6 (Source: National Statistics, DfE: School Workforce in England, November 2010 (statistical first release)) as follows: Staff: 1/20.9 = 0.0478 i.e. 4.8% 0.03 (uses/day) *0.048 = 0.00144 i.e. 0.0014 Therefore, where no showers are available for pupils, the figure above of 0.0014 is used for staff in primary schools.
Note on O17: No bath use assumed in this building type.
Note on P17: No bath use assumed in this building type.
Note on Q17: No bath use assumed in this building type.
Note on R17: As per offices, 1 component use per day for staff is used. Source: Communities and Local Government Research to Assess the Costs and Benefits of Improvements to the Water Efficiency of New Non-household Buildings (Entec Oct 2009). This figure is adjusted bythe pupil teacher ratio for primary schools of 20.9 (Source: National Statistics, DfE: School Workforce in England, November 2010 (statistical first release)) to account for only staff use in the per/person total: 1/20.9 = 0.0478 i.e. 4.8% 1 (uses/day) *0.048 = 0.048 i.e. 0.05.
Note on X17: Pupils: MTP BNWat22 states 2 litres per pupil per day. Staff: as per offices, BS8525 COP Greywater systems states a typical value of 1.58 litres/person/day. This aggregate figure as been determined using the pupil teacher ratio for primary schools of 20.9 (Source: National Statistics, DfE: School Workforce in England, November 2010 (statistical first release)) as follows: Staff: 1/20.9 = 0.0478 i.e. 4.8% 1.58 (litres/day) *0.048 = 0.07584 Pupils: 20.9-1/20.9 = 0.952 i.e. 95.2% 2 (litres/day) * 0.952 = 1.904 Overall: 0.07584 + 1.904 = 1.97984 i.e. 1.98 aggregated litres per person.
Note on AC17: Source: Communities and Local Government Research to Assess the Costs and Benefits of Improvements to the Water Efficiency of New Non-household Buildings (BD2683) Equivalent to 15 seconds.
Note on AD17: Pupils: For leisure centres BD2683 states that each swimmer uses a push button shower twice (60 seconds) after swimming i.e. 1 minute 20 second shower. This figure has been used for pupils in schools as it has been assumed to more accurately reflect the length of shower use for these users (5mins 60 seconds for adults in offices was deemed excessive for this type of user and activity). Where no showers provided for pupils (but possibly for a staff shower is available) a default is used for staff as per offices, i.e.5.60 minutes (Source: CLG domestic water efficiency calc, also used in BS8525 COP for greywater systems).
Note on AQ17: MTP BNWat07 "Baths": The average volume of water used per bath is approximately 40 % of the maximum volume of the bath as defined by the overflow point. This reflects that a) people don't fill bath to the overflow and b) the Archimedes' principle of buoyancy i.e. average human will displace 70 litres of water.
Note on AR17: Two-thirds to account for the fact that taps will not to be run at full volume.
Note on AT17: Consumption uses litres per use (assuming a full load) rather than litres/kg, because that would require a factor of use for most building types which is not known. WRAS requirements: appliances used for domestic purposes achieve the following water consumption performance per cycle: Horizontal axis washing machine: 27 litres per kg washload (standard 60°C cotton cycle). All new domestic washing machine products are well within this limit, the best are around 6 or 7 kg/litre.
Note on AU17: Source: CLG research to Assess Costs and Benefits of Improvement to the Water Efficiency of New Non-Household Buildings states 13.84 litres/kg is the baseline, this equates to approximately 90 litres/use (using a conversion factor of 6.5, based on average determined using Waterwise data).
Note on AV17: A Which? Test of washing machines stated results for the average of machines tested at 9.5 litres/kg. Using conversion factor used in baseline (see comment) this equates to just over 60 litres, so this has been used to set the pass level. This also corresponds with the average from CLG Research, appendix L data.
Note on AX17: BREEAM 2008 multi-res requirement According to Waterwise database of washing machine products, this is at the top end of the list in terms of water efficient products available, at the time.
Note on AZ17: , appendix L gives a minimum of 4.5 l/kg for a range of appliances assessed. Using th econversion factor of 6.5 (see other comment box) this equates to approx 30 litres/use. This also agrees with a Which? test of products, which stated the best was 31 litres.
Note on D18: Source: BNWAT22
Note on E18: Assumes occupancy during 07.00-17.00hrs. Based on NCM database hours of occupancy for teaching space.
Note on I18: Schools: BNWAT22 states two sanitary uses per day for pupils and a ratio of six urinal uses to 1 WC use. This equates to 0.33 uses per day for WCs and 1.66 for urinals (where urinals are specified). Teachers/adults: Assumes the same ratio of use as adults in office building i.e. 4 uses per day, 1 WC to 3 urinal uses (where urinals are specified). Overall figure: According to the National Statistics, DfE: School Workforce in England, November 2010 (statistical first release) the pupil teacher ratio for local authority maintained seocndary schools is 15.6. Therefore the usage for this component is aggregated to account for the contrubtion from staff and pupils, as follows: Staff: 1/15.6 = 0.0641 i.e. 6.4% 1 (uses/day) *0.064 = 0.064 Pupils: 15.6-1/15.6 = 0.9358 i.e. 93.6% 0.33 (uses/day) * 0.936 = 0.3088 Overall: 0.064 + 0.3088 = 0.372 i.e. 0.37 aggregated uses per person.
Note on J18: Schools: BNWAT22 states two sanitary uses per day for pupils. Teachers/adults: Assumes the same ratio of use as adults in office building i.e. 4 uses per day. Overall figure: According to the National Statistics, DfE: School Workforce in England, November 2010 (statistical first release) the pupil teacher ratio for local authority maintained secondary schools is 15.6. Therefore the usage for this component is aggregated to account for the contrubtion from staff and pupils, as follows: Staff: 1/15.6 = 0.0641 i.e. 6.4% 4 (uses/day) *0.0641 = 0.2564 Pupils: 15.6-1/15.6 = 0.93589 i.e. 93.6% 2 (uses/day) * 0.936 = 1.872 Overall: 0.2564 + 1.872 = 2.1284 i.e. 2.13 aggregated uses per person.
Note on L18: Schools: BNWAT22 states two sanitary uses per day for pupils and a ratio of six urinal uses to 1 WC use. This equates to 0.33 uses per day for WCs and 1.66 for urinals (where urinals are specified). Teachers/adults: Assumes the same ratio of use as adults in office building i.e. 4 uses per day, 1 WC to 3 urinal uses (where urinals are specified). Therefore, based on the aggregate pupil/staff figure of 2.13 sanitary uses per day (see WC male component for description of how this figure is calculated), the aggregate number of urinal uses per person(male) per day is: 2.13-0.37 = 1.76.
Note on N18: Pupils: No specific data available/found on shower use by pupils in schools. School Sport Survey 2007/08 found that 90% of pupils in partnership schools participated in at least two hours of high quality PE and out of hours school sport in a typical week (in accordance with the DfES service agreement for PE). For the purpose of this calculator, an assumption has been made that these two hours of sport are undetaken in two separate slots in the school week and that after each slot the pupils will take a shower (where showers are provided in the school). Therefore, the average shower use per pupil per day is 0.4 i.e. 2/5 days. Staff: No specific figure for adult shower use in education buildings, therefore a figure of 0.03 is used, the same as that used for showers in offices (using the same assumptions). This figure has been aggregated according to the typical pupil teacher ratio in secondary schools of 15.6 (Source: National Statistics, DfE: School Workforce in England, November 2010 (statistical first release)) as follows: Staff: 1/15.6 = 0.0641 i.e. 6.4% 0.03 (uses/day) *0.064 = 0.00192 i.e. 0.002 Therefore, where no showers are available for pupils, the figure above of 0.002 is used in secondary schools.
Note on O18: No bath use assumed in this building type.
Note on P18: No bath use assumed in this building type.
Note on Q18: No bath use assumed in this building type.
Note on R18: As per offices, 1 component use per day for staff is used. Source: Communities and Local Government Research to Assess the Costs and Benefits of Improvements to the Water Efficiency of New Non-household Buildings (Entec Oct 2009). This figure is adjusted bythe pupil teacher ratio for secondary schools of 15.6 (Source: National Statistics, DfE: School Workforce in England, November 2010 (statistical first release)) to account for only staff use in the per/person total: 1/15.6 = 0.0641 i.e. 6.4% 1 (uses/day) *0.064 = 0.064 i.e. 0.06.
Note on X18: Pupils: MTP BNWat22 states 2 litres per pupil per day. Staff: as per offices, BS8525 COP Greywater systems states a typical value of 1.58 litres/person/day. These figures have been aggregated according to the typical pupil teacher ratio in secondary schools of 15.6 (Source: National Statistics, DfE: School Workforce in England, November 2010 (statistical first release)) as follows: Staff: 1/15.6 = 0.0641 i.e. 6.4% 1.58 (litres/day) *0.0641 = 0.1012 Pupils: 15.6-1/15.6 = 0.93589 i.e. 93.6% 2.0 (litres/day) * 0.936 = 1.872 Overall: 0.1012 + 1.872 = 1.9732 i.e. 1.97 aggregated litres per person.
Note on AC18: Source: Communities and Local Government Research to Assess the Costs and Benefits of Improvements to the Water Efficiency of New Non-household Buildings (BD2683) Equivalent to 15 seconds.
Note on AD18: Pupils: For leisure centres BD2683 states that each swimmer uses a push button shower twice (60 seconds) after swimming i.e. 1 minute 20 second shower. This figure has been used for pupils in schools as it has been assumed to more accurately reflect the length of shower use for these users (5mins 60 seconds for adults in offices was deemed excessive for this type of user and activity). Where no showers provided for pupils (but possibly for a staff shower is available) a default is used for staff as per offices, i.e.5.60 minutes (Source: CLG domestic water efficiency calc, also used in BS8525 COP for greywater systems).
Note on AQ18: MTP BNWat07 "Baths": The average volume of water used per bath is approximately 40 % of the maximum volume of the bath as defined by the overflow point. This reflects that a) people don't fill bath to the overflow and b) the Archimedes' principle of buoyancy i.e. average human will displace 70 litres of water.
Note on AR18: Two-thirds to account for the fact that taps will not to be run at full volume.
Note on AT18: Source: CLG research to Assess Costs and Benefits of Improvement to the Water Efficiency of New Non-Household Buildings states 17.0 as baseline, basic and intermediate specification; with advanced spec being "device removed". Water-efficient-building.org states: Installation and use of waste disposal units is discouraged. In addition to their water consumption, disposing of food waste down the sink can lead to blockages, flooding, environmental pollution, odours and other public health hazards, including encouraging rat populations. Therefore, for BREEAM, no device fitted is the option defined for levels 2 - 5. This is to encourage the recycling/composting of food waste, not disposal to mains sewer. http://www.water.org.uk/home/policy/positions/waste-macerators-position-paper
Note on D19: Source: BNWAT22
Note on E19: Assumes occupancy during 07.00-17.00hrs. Based on NCM database hours of occupancy for teaching space.
Note on I19: Assumes the same ratio of use as adults in office building.
Note on J19: Assumes the same ratio of use as adults in office building.
Note on N19: No specific figure for adult shower use in education buildings, therefore the figure is the same as that used for showers in offices where there is no sporting facility/gym i.e. 0.03 or where there is a sporting facility i.e. 0.154 (using the same assumptions).
Note on O19: No bath use assumed in this building type.
Note on P19: No bath use assumed in this building type.
Note on Q19: No bath use assumed in this building type.
Note on R19: As per offices, 1 component use per day for staff is used. Source: Communities and Local Government Research to Assess the Costs and Benefits of Improvements to the Water Efficiency of New Non-household Buildings (Entec Oct 2009). This figure is adjusted to account for the student:teacher ratio in Further Education of 19.9 (source: http://www.ucu.org.uk/index.cfm?articleid=4624). as follows: 1/19.9 = 0.0505 i.e. 5.1% 1 uses/day * 0.051 = 0.051
Note on X19: As per offices for adults i.e. teachers, staff and students.
Note on AC19: Source: Communities and Local Government Research to Assess the Costs and Benefits of Improvements to the Water Efficiency of New Non-household Buildings (BD2683) Equivalent to 15 seconds.
Note on AD19: Source: as per office.
Note on AQ19: MTP BNWat07 "Baths": The average volume of water used per bath is approximately 40 % of the maximum volume of the bath as defined by the overflow point. This reflects that a) people don't fill bath to the overflow and b) the Archimedes' principle of buoyancy i.e. average human will displace 70 litres of water.
Note on AR19: Two-thirds to account for the fact that taps will not to be run at full volume.
Note on AT19: Source: CLG research to Assess Costs and Benefits of Improvement to the Water Efficiency of New Non-Household Buildings states the following for dishwasher use in restaurants. Baseline: 8 l/rack Basic: 6.83 l/rack Intermediate: 5 l/rack Advanced: 3 l/rack These figures have been used to determine benchmarks for BREEAM purposes.
Note on D20: Source: BNWAT22
Note on E20: Assumes occupancy during 07.00-17.00hrs. Based on NCM database hours of occupancy for teaching space.
Note on I20: Assumes the same ratio of use as adults in office building.
Note on J20: Assumes the same ratio of use as adults in office building.
Note on N20: No specific figure for adult shower use in education buildings, therefore the figure is the same as that used for showers in offices (using the same assumptions).
Note on O20: No bath use assumed in this building type.
Note on P20: No bath use assumed in this building type.
Note on Q20: No bath use assumed in this building type.
Note on R20: As per offices, 1 component use per day for staff is used. Source: Communities and Local Government Research to Assess the Costs and Benefits of Improvements to the Water Efficiency of New Non-household Buildings (Entec Oct 2009). This figure is adjusted to account for the student:teacher ratio in Higher Education of 16.3 (source: http://www.ucu.org.uk/index.cfm?articleid=4624). as follows: 1/16.3 = 0.0613 i.e. 6.1% 1 uses/day * 0.061 = 0.061
Note on X20: As per offices for adults i.e. teachers, staff and students.
Note on AC20: Source: Communities and Local Government Research to Assess the Costs and Benefits of Improvements to the Water Efficiency of New Non-household Buildings (BD2683) Equivalent to 15 seconds.
Note on AD20: Source: as per office.
Note on AQ20: MTP BNWat07 "Baths": The average volume of water used per bath is approximately 40 % of the maximum volume of the bath as defined by the overflow point. This reflects that a) people don't fill bath to the overflow and b) the Archimedes' principle of buoyancy i.e. average human will displace 70 litres of water.
Note on AR20: Two-thirds to account for the fact that taps will not to be run at full volume.
Note on AT20: Source: CLG research to Assess Costs and Benefits of Improvement to the Water Efficiency of New Non-Household Buildings states the following for dishwasher use in restaurants. Baseline: 13.84 litres/kg Basic: 10 l/kg Intermediate: 7.5 l/kg Advanced: 4.5 l/kg The Enhanced Captial Allowance Water Technology list criteia for water efficient commercial washing machines is as follows: 1) The machine must also not exceed a maximum water consumption of 12 l/kg wash load. At the time of writing there are no products listed (Dec 2011). For industrial machines ECA sets different requirements, depending on the type: max 8l/kg for continuos batch washers and 15 l/kg for washer extractors BREEAM levels have been set in accordance with the above benchmark info. Using 14 litres/kg as a baseline, 12/lkg as level 1 and 4.5 as level 5.
Note on AV20: The Enhanced Captial Allowance Water Technology Product list criteia for water efficient commercial washing machines.
Note on C21: Primary schools: Occupant density based on max 30 pupils per 60m2 of classroom area (source: BB99 Building Framework for primary schools). Therefore, density per m2 is 1/(60/30) = 0.50. According to the National Statistics, DfE: School Workforce in England, November 2010 (statistical first release) the pupil teacher ratio for local authority maintained primary schools is 20.9. Therefore, a default of 1.44 teachers per 60m2 of classroom area is used. This adds another 0.024 person/m2 to the occupant density and gives a final figure for primary schools of 0.524. Secondary schools: the average classroom size is comparable to primary school (BB98 appendices) and is deemed appropriate to use for secondary schools for this exercise.The pupil teacher ratio for local authority maintained secondary schools is 15.6. Therefore, following the rationale above for primary schools, the occupant density figure for is; 0.50 + 0.0321 = 0.532. Sixth form, FE and HE colleges: Occupant density based on max 16 students for seminar room size of 43m2 (source: BB99 Appendix 2, seminar rooms in sixth form). This is assumed comparable for FE/HE for this type of space). According to the University and College Union student:teacher ratio in Further Education in 2008/2009 was 19.9 and Higher education for the same year was 16.3 (source: http://www.ucu.org.uk/index.cfm?articleid=4624). Therefore a default of 0.80 teachers per 43m2 of seminar room and 0.019 teachers/m2 for FE. Likewise, the figure is 0.023 for HE. Therefore the occupant density for seminar rooms in FE is 1/(43/16)= 0.372 + 0.019 = 0.391 people/m2. For HE, 1/(43/16)= 0.372 + 0.023 = 0.395 people/m2.
Note on C22: Source: NCM activity database (11/08/10)
Note on U22: One cycle accommodates 25 people i.e. 1/25=0.04 uses/person/day. Source: Communities and Local Government Research to Assess the Costs and Benefits of Improvements to the Water Efficiency of New Non-household Buildings (Entec Oct 2009). As the dishwasher is in the staff areas only and therefore used only by the staff, the figure of 0.04 is adjusted by the pupil-teacher ratio for schools/FE and HE as follows: Primary school: 1/20.9 = 0.048 0.04 * 0.048= 0.0019 Secondary school: 1/15.6 = 0.064 0.04 * 0.064 = 0.0026 Sixth form/FE: 1/19.9 = 0.0505 0.04 * 0.0505 = 0.0020 Higher Education: 1/16.3 = 0.0613 0.04 * 0.0613 = 0.0025 Source of pupil-teacher ratio: National Statistics, DfE: School Workforce in England, November 2010 (statistical first release) and University and Colleges Union for FE/HE http://www.ucu.org.uk/index.cfm?articleid=4624).
Note on AH22: Communities and Local Government Research to Assess the Costs and Benefits of Improvements to the Water Efficiency of New Non-household Buildings (BD2683) states a factor of 0.67 for offices in its example calculation.
Note on C23: Source: NCM activity database, figure for residents common room used.
Note on C24: An average restaurant has been modelled as having 25 employees serving 250 covers per day (Pacific Institute, 2003). Therefore, the number of kitchen staff is set at a default of 0.1 per cover for any building type with a restaurant. However, whilst there is no specific data for school canteens, this figure is consider too high for a school, whose kitchen staff per cover is not considered comparable to a restaurant. Therefore, in-lieu of specific data, for the purpose of this methodology it has been assumed that the rate will be one quarter that of a restaurant i.e. 6.25 employees per 250 covers or 0.025 staff per cover. The number of covers is then determined as follows: Schools: using a ratio of 0.90m2 per cover and three sittings per day for schools with 300 pupils or more and 2 sittings for schools with less than 300 pupils, the number of covers is estimated. (source of data: BB98 Briefing framework for secondary schools projects, pg. 43 and appendix 1). The number of covers are then multiplied by the figure 0.025 (from above) to give the default number of kitchen staff. This calculation is carried out within the education calculator (hence why no figure in this activity database for this function when primary school building type is selected). FE/HE colleges: An overall occupant density for seated dining areas of 0.20 persons/m2 is used (source: National Energy Calculation Methodology activity database) to determine the number of people seated in the restaurant. A period of 11am-3pm is used as a default hours of use by the building's staff, whereby occupant density fluctuates respectively during those hours as follows: 0.25, 1.0, 1.0, 0.75 (source NCM activity database); resulting in an average occupant density of 0.15 covers/hr/m2. This average multiplied by the 4 hour period gives a figure of 0.60 covers/m2. If there are 12.5 kitchen employees per 250 covers, then there are 0.05 employees/cover; therefore there are 0.03 kitchen employees/m2 of seated dining area.
Note on V24: It could be argued that there is likley to be a washing machine where there is a food preparation area, however, no data available for this component in this activity area. It is possible that it could be accounted for under the miscellaneous under food preparation (which is a fixed use).
Note on Y24: Units: litres/day Fixed use for food preparation is based on a ‘standard’ restaurant. This ‘standard’ model gives details relating to a hotel with 25 staff serving 250 covers or meals per day, (source: BD2683 and sources contained therein), as follows: 0.33 kg of ice per meal Food preparation sink: 113.4 litres (per day) / 250 covers = 0.4536 litres/cover Food: 1.89 litres/cover Total: 2.674 litres/cover Schools: using a ratio of 0.90m2 per cover and three sittings per day for schools with over 300 pupils and 2 sittings for schools with less than 300 pupils, the number of covers is estimated and therefore the fixed use/meal using the above figures. FE/HE colleges: The above litres/cover figure is multiplied by 0.60 covers/m2 (see comment against occupant density for this building area for source of number) and the dining area to obtain fixed use for this building type. Where no such activity area is present, a figure will not register in this cell, hence the comment "see note" as oppose to a figure of zero occuring. If there is no dining area, no figure is calculated.
Note on Z24: Units: litres/day Fixed use for cleaning in a food preparation area is based on a ‘standard’ restaurant. This ‘standard’ model gives details relating to a hotel with 25 staff serving 250 covers or meals per day (Source: BD2683), as follows: Pot and pan sink: 900 litres (3 x sinks filled with 150 litre capacity filled twice a day) / 250 covers = 3.6 litres/cover Cleaning: 298.4 / 250 covers = 1.1936 litres/cover Miscellaneous use: 378/250 = 1.52 litres/cover Total: 6.314 litres/cover Schools: using a ratio of 0.90m2 per cover and three sittings per day for schools with 300 pupils or more and 2 sittings for schools with less than 300 pupils, the number of covers is estimated. (source of data: BB98 Briefing framework for secondary schools projects, pg. 43 and appendix 1). The FE/HE colleges: The above figure is multiplied by 0.60 covers/m2 (see comment against occupant density for this building area for source of number). This litres/cover figure is then multiplied by the calculated figure covers/m2 and the total area (m2) of the dining area to give the fixed use total here. If there is no dining area, no figure is calculated.
Note on AI24: Source: washing up pre-rinse nozzles are used for 60 min per day (Pacific Institute, 2003; MWRA,1990)
Note on AK24: units: dishwasher cycles/m2 Communities and Local Government Research to Assess the Costs and Benefits of Improvements to the Water Efficiency of New Non-household Buildings (Entec Oct 2009) states each customer produces half a dishwasher rack of washing up per visit. This is for standard restaurant use. For a school canteen, this has been halved again to one quarter rack per cover on the basis that only one (possibly two) courses served at lunchtime, and generally less crockery used than for standard restaurant (where two or three courses are to be assumed). Schools: using a ratio of 0.90m2 per cover and three sittings per day for schools with 300 pupils or more (therefore 2.7 covers/m2 of dining area) and 2 sittings for schools with less than 300 pupils (therefore 1.80 covers/m2 of dining area), (source of data: BB98 Briefing framework for secondary schools projects, pg. 43 and appendix 1), therefore: 2.7 covers/m2 * 0.25 racks/cover = 0.675 cycles/m2 (300+ pupils and three sittings) 1.80 covers/m2 * 0.25 racks/cover = 0.45 cycles/m2 (less than 300 pupils and two sittings) FE/HE colleges: No specific data. The same approach/default as that adopted for office building's has been applied to FE/HE colleges as the users/use of canteen/restaurant are deemed equivalent to that of offices in-lieu of FE/HE specific data. i.e. 0.2480 cycles/m2
Note on AM24: Source: waste disposal devices run for 30 min per day (Pacific Institute, 2003; MWRA,1990)
Note on C25: For the purpose of this methodology zero has been used as the users of this facility will be the staff/pupils/students, whose number is determined based on the density of other activity areas, so to acount for occupancy against this activity area would double count the number of building users.
Note on X25: CLG Research to Assess the Costs and Benefits of Improvements to the Water Efficiency of New Non-household Buildings states in its approach to drafting standard for leisure centres that each visitor uses 0.3 litre of water from a fountain or tap, for drinking (based on an average 1 hour visit). Where present in schools 2 visits per week is assumed (see shower use for schools), therefore the fix use per week is 0.6 litres/pupil, 0.6/5 days = 0.12 litres/person/day. Where present in sixth form, FE/HE colleges the same usage is used as that for offices with this building function i.e. 0.05.
Note on C26: Source: NCM activity database (11/08/10)
Note on C27: BB98 Briefing framework for secondary schools (appendix 2) states 80m2 for 50 students for sixth form write-up areas. This figure has been used for sixth form, and FE/HE colleges for an occupant density of 0.625 persons/m2 for this type of space. No equivalent space in NCM database.
Note on C28: Source: NCM activity database (11/08/10)
Note on C29: Source: NCM activity database (11/08/10) for university and colleges.
Note on C30: Source: NCM activity database (11/08/10) for university and colleges.
Note on D31: Determined on the basis of 7 days a week opening 52 weeks a year, minus 4 days for Christmas, boxing and easter holidays. Sunday opening is assumed.
Note on E31: Based on average for a seven day week: Mon-Sat 9am-6pm Sunday: 10.00am - 16.30pm. Average hrs 8.64 (rounded to 8.5).
Note on G31: This overall ratio is determined using the two separate ratios for staff and customers (below) and the ratio between staff/customers (calculated in the retail calculator).
Note on H31: This overall ratio is determined using the two separate ratios for staff and customers (below) and the ratio between staff/customers (calculated in the retail calculator).
Note on I31: This overall usage factor is determined using the two separate factors for staff and customers (below) and the ratio between staff/customers (calculated in the retail calculator).
Note on J31: This overall usage factor is determined using the two separate factors for staff and customers (below) and the ratio between staff/customers (calculated in the retail calculator).
Note on K31: This overall usage factor is determined using the two separate factors for staff and customers (below) and the ratio between staff/customers (calculated in the retail calculator).
Note on L31: This overall usage factor is determined using the two separate factors for staff and customers (below) and the ratio between staff/customers (calculated in the retail calculator).
Note on M31: This overall usage factor is determined using the two separate factors for staff and customers (below) and the ratio between staff/customers (calculated in the retail calculator).
Note on O31: No bath use assumed in this building type.
Note on P31: No bath use assumed in this building type.
Note on Q31: No bath use assumed in this building type.
Note on AC31: Source: Communities and Local Government Research to Assess the Costs and Benefits of Improvements to the Water Efficiency of New Non-household Buildings (BD2683) Equivalent to 15 seconds.
Note on AD31: Source: CLG domestic water efficiency calc, also used in BS8525 COP for greywater systems.
Note on AE31: Source: CLG domestic water efficiency calc, also used in BS8525 COP for greywater systems
Note on AQ31: MTP BNWat07 "Baths": The average volume of water used per bath is approximately 40 % of the maximum volume of the bath as defined by the overflow point. This reflects that a) people don't fill bath to the overflow and b) the Archimedes' principle of buoyancy i.e. average human will displace 70 litres of water.
Note on AR31: Two-thirds to account for the fact that taps will not to be run at full volume.
Note on G32: Standard ratio for employees.
Note on H32: Standard ratio for employees.
Note on I32: Source: BNWAT22
Note on J32: Source: BNWAT22
Note on K32: Source: BNWAT22
Note on L32: Source: BNWAT22
Note on M32: Assumes WHB tap usage for each WC visit.
Note on N32: As per shower use assumptions/data used for offices.
Note on O32: No bath use assumed in this building type.
Note on P32: No bath use assumed in this building type.
Note on Q32: No bath use assumed in this building type.
Note on G33: Source: BS 6465.
Note on H33: Source: BS 6465.
Note on I33: Customers use WC/urinal facilities on 80 per cent of shopping visits (source: BD2683, slightly lower than BNWAT22 report assumption); male customers use a WC on 1 in 6 occasions and a urinal on 5 of 6 occasions (Source: BNWAT22). Therefore, usage per person is calculated as: WC male (urinals) = ((1*0.8)/6)*1 = 0.1333
Note on J33: Customers use WC/urinal facilities on 80 per cent of shopping visits (source: BD2683, slightly lower than BNWAT22 report assumption); male customers use a WC on 1 in 6 occasions and a urinal on 5 of 6 occasions (Source: BNWAT22). Therefore, usage per person is calculated as: WC male (no urinals) = 1*0.8=0.8
Note on K33: Customers use WC/urinal facilities on 80 per cent of shopping visits (source: BD2683, slightly lower than BNWAT22 report assumption); male customers use a WC on 1 in 6 occasions and a urinal on 5 of 6 occasions (Source: BNWAT22). Therefore, usage per person is calculated as: WC female = 1*0.8 0.8
Note on L33: Customers use WC/urinal facilities on 80 per cent of shopping visits (source: BD2683, slightly lower than BNWAT22 report assumption); male customers use a WC on 1 in 6 occasions and a urinal on 5 of 6 occasions (Source: BNWAT22). Therefore, usage per person is calculated as: Urinals = ((1*0.8)/6)*5 = 0.667
Note on M33: Assumes WHB tap usage for each WC visit.
Note on N33: No customer shower use assumed.
Note on O33: No bath use assumed in this building type.
Note on P33: No bath use assumed in this building type.
Note on Q33: No bath use assumed in this building type.
Note on X33: No fixed use vessel filling from customers assumed.
Note on D34: Determined on the basis of 7 days a week opening 52 weeks a year, minus 4 days for Christmas, boxing and easter holidays. Sunday opening is assumed.
Note on E34: Opening hours Mon-Sat 8am - 10pm (14hrs a day). Sunday 10am-4.30pm (6.5hrs) = average daily hours of 12.93 (rounded to 13hrs).
Note on G34: This overall ratio is determined using the two separate ratios for staff and customers (below) and the ratio between staff/customers (calculated in the retail calculator).
Note on H34: This overall ratio is determined using the two separate ratios for staff and customers (below) and the ratio between staff/customers (calculated in the retail calculator).
Note on I34: This overall usage factor is determined using the two separate factors for staff and customers (below) and the ratio between staff/customers (calculated in the retail calculator).
Note on J34: This overall usage factor is determined using the two separate factors for staff and customers (below) and the ratio between staff/customers (calculated in the retail calculator).
Note on K34: This overall usage factor is determined using the two separate factors for staff and customers (below) and the ratio between staff/customers (calculated in the retail calculator).
Note on L34: This overall usage factor is determined using the two separate factors for staff and customers (below) and the ratio between staff/customers (calculated in the retail calculator).
Note on M34: This overall usage factor is determined using the two separate factors for staff and customers (below) and the ratio between staff/customers (calculated in the retail calculator).
Note on O34: No bath use assumed in this building type.
Note on P34: No bath use assumed in this building type.
Note on Q34: No bath use assumed in this building type.
Note on AC34: Source: Communities and Local Government Research to Assess the Costs and Benefits of Improvements to the Water Efficiency of New Non-household Buildings (BD2683) Equivalent to 15 seconds.
Note on AD34: Source: CLG domestic water efficiency calc, also used in BS8525 COP for greywater systems.
Note on AE34: Source: CLG domestic water efficiency calc, also used in BS8525 COP for greywater systems
Note on AQ34: MTP BNWat07 "Baths": The average volume of water used per bath is approximately 40 % of the maximum volume of the bath as defined by the overflow point. This reflects that a) people don't fill bath to the overflow and b) the Archimedes' principle of buoyancy i.e. average human will displace 70 litres of water.
Note on AR34: Two-thirds to account for the fact that taps will not to be run at full volume.
Note on G35: Standard ratio for employees.
Note on H35: Standard ratio for employees.
Note on I35: Source: BNWAT22
Note on J35: Source: BNWAT22
Note on K35: Source: BNWAT22
Note on L35: Source: BNWAT22
Note on M35: Assumes WHB tap usage for each WC visit.
Note on N35: As per shower use assumptions/data used for offices.
Note on O35: No bath use assumed in this building type.
Note on P35: No bath use assumed in this building type.
Note on Q35: No bath use assumed in this building type.
Note on G36: Source: BS 6465.
Note on H36: Source: BS 6465.
Note on I36: Customers use WC/urinal facilities on 80 per cent of shopping visits (source: BD2683, slightly lower than BNWAT22 report assumption); male customers use a WC on 1 in 6 occasions and a urinal on 5 of 6 occasions (Source: BNWAT22). Therefore, usage per person is calculated as: WC male (urinals) = ((1*0.8)/6)*1 = 0.1333
Note on J36: Customers use WC/urinal facilities on 80 per cent of shopping visits (source: BD2683, slightly lower than BNWAT22 report assumption); male customers use a WC on 1 in 6 occasions and a urinal on 5 of 6 occasions (Source: BNWAT22). Therefore, usage per person is calculated as: WC male (no urinals) = 1*0.8=0.8
Note on K36: Customers use WC/urinal facilities on 80 per cent of shopping visits (source: BD2683, slightly lower than BNWAT22 report assumption); male customers use a WC on 1 in 6 occasions and a urinal on 5 of 6 occasions (Source: BNWAT22). Therefore, usage per person is calculated as: WC female = 1*0.8 0.8
Note on L36: Customers use WC/urinal facilities on 80 per cent of shopping visits (source: BD2683, slightly lower than BNWAT22 report assumption); male customers use a WC on 1 in 6 occasions and a urinal on 5 of 6 occasions (Source: BNWAT22). Therefore, usage per person is calculated as: Urinals = ((1*0.8)/6)*5 = 0.667
Note on M36: Assumes WHB tap usage for each WC visit.
Note on N36: No customer shower use assumed.
Note on O36: No bath use assumed in this building type.
Note on P36: No bath use assumed in this building type.
Note on Q36: No bath use assumed in this building type.
Note on X36: No fixed use vessel filling from customers assumed.
Note on D37: Determined on the basis of 6 days a week opening 52 weeks a year, minus 8 bank holidays.
Note on E37: Assumes 9am-5pm opening hours.
Note on G37: This overall ratio is determined using the two separate ratios for staff and customers (below) and the ratio between staff/customers (calculated in the retail calculator).
Note on H37: This overall ratio is determined using the two separate ratios for staff and customers (below) and the ratio between staff/customers (calculated in the retail calculator).
Note on I37: This overall usage factor is determined using the two separate factors for staff and customers (below) and the ratio between staff/customers (calculated in the retail calculator).
Note on J37: This overall usage factor is determined using the two separate factors for staff and customers (below) and the ratio between staff/customers (calculated in the retail calculator).
Note on K37: This overall usage factor is determined using the two separate factors for staff and customers (below) and the ratio between staff/customers (calculated in the retail calculator).
Note on L37: This overall usage factor is determined using the two separate factors for staff and customers (below) and the ratio between staff/customers (calculated in the retail calculator).
Note on M37: This overall usage factor is determined using the two separate factors for staff and customers (below) and the ratio between staff/customers (calculated in the retail calculator).
Note on O37: No bath use assumed in this building type.
Note on P37: No bath use assumed in this building type.
Note on Q37: No bath use assumed in this building type.
Note on AC37: Source: Communities and Local Government Research to Assess the Costs and Benefits of Improvements to the Water Efficiency of New Non-household Buildings (BD2683) Equivalent to 15 seconds.
Note on AD37: Source: CLG domestic water efficiency calc, also used in BS8525 COP for greywater systems.
Note on AE37: Source: CLG domestic water efficiency calc, also used in BS8525 COP for greywater systems
Note on AQ37: MTP BNWat07 "Baths": The average volume of water used per bath is approximately 40 % of the maximum volume of the bath as defined by the overflow point. This reflects that a) people don't fill bath to the overflow and b) the Archimedes' principle of buoyancy i.e. average human will displace 70 litres of water.
Note on AR37: Two-thirds to account for the fact that taps will not to be run at full volume.
Note on G38: Standard ratio for employees.
Note on H38: Standard ratio for employees.
Note on I38: Source: BNWAT22
Note on J38: Source: BNWAT22
Note on K38: Source: BNWAT22
Note on L38: Source: BNWAT22
Note on M38: Assumes WHB tap usage for each WC visit.
Note on N38: As per shower use assumptions/data used for offices.
Note on O38: No bath use assumed in this building type.
Note on P38: No bath use assumed in this building type.
Note on Q38: No bath use assumed in this building type.
Note on G39: Source: BS 6465.
Note on H39: Source: BS 6465.
Note on I39: Customers use WC/urinal facilities on 80 per cent of shopping visits (source: BD2683, slightly lower than BNWAT22 report assumption); male customers use a WC on 1 in 6 occasions and a urinal on 5 of 6 occasions (Source: BNWAT22). Therefore, usage per person is calculated as: WC male (urinals) = ((1*0.8)/6)*1 = 0.1333
Note on J39: Customers use WC/urinal facilities on 80 per cent of shopping visits (source: BD2683, slightly lower than BNWAT22 report assumption); male customers use a WC on 1 in 6 occasions and a urinal on 5 of 6 occasions (Source: BNWAT22). Therefore, usage per person is calculated as: WC male (no urinals) = 1*0.8=0.8
Note on K39: Customers use WC/urinal facilities on 80 per cent of shopping visits (source: BD2683, slightly lower than BNWAT22 report assumption); male customers use a WC on 1 in 6 occasions and a urinal on 5 of 6 occasions (Source: BNWAT22). Therefore, usage per person is calculated as: WC female = 1*0.8 0.8
Note on L39: Customers use WC/urinal facilities on 80 per cent of shopping visits (source: BD2683, slightly lower than BNWAT22 report assumption); male customers use a WC on 1 in 6 occasions and a urinal on 5 of 6 occasions (Source: BNWAT22). Therefore, usage per person is calculated as: Urinals = ((1*0.8)/6)*5 = 0.667
Note on M39: Assumes WHB tap usage for each WC visit.
Note on N39: No customer shower use assumed.
Note on O39: No bath use assumed in this building type.
Note on P39: No bath use assumed in this building type.
Note on Q39: No bath use assumed in this building type.
Note on X39: No fixed use vessel filling from customers assumed.
Note on D40: Determined on the basis of 7 days a week opening 52 weeks a year, minus 4 days for Christmas, boxing and easter holidays. Sunday opening is assumed.
Note on E40: Assumes 9am - 6pm Mon-Sat with 9pm opening on a Thursday. 11am-5pm on Sunday. Therefore average daily opening hours is 9hrs.
Note on G40: This overall ratio is determined using the two separate ratios for staff and customers (below) and the ratio between staff/customers (calculated in the retail calculator).
Note on H40: This overall ratio is determined using the two separate ratios for staff and customers (below) and the ratio between staff/customers (calculated in the retail calculator).
Note on I40: This overall usage factor is determined using the two separate factors for staff and customers (below) and the ratio between staff/customers (calculated in the retail calculator).
Note on J40: This overall usage factor is determined using the two separate factors for staff and customers (below) and the ratio between staff/customers (calculated in the retail calculator).
Note on K40: This overall usage factor is determined using the two separate factors for staff and customers (below) and the ratio between staff/customers (calculated in the retail calculator).
Note on L40: This overall usage factor is determined using the two separate factors for staff and customers (below) and the ratio between staff/customers (calculated in the retail calculator).
Note on M40: This overall usage factor is determined using the two separate factors for staff and customers (below) and the ratio between staff/customers (calculated in the retail calculator).
Note on O40: No bath use assumed in this building type.
Note on P40: No bath use assumed in this building type.
Note on Q40: No bath use assumed in this building type.
Note on AC40: Source: Communities and Local Government Research to Assess the Costs and Benefits of Improvements to the Water Efficiency of New Non-household Buildings (BD2683) Equivalent to 15 seconds.
Note on AD40: Source: CLG domestic water efficiency calc, also used in BS8525 COP for greywater systems.
Note on AE40: Source: CLG domestic water efficiency calc, also used in BS8525 COP for greywater systems
Note on AQ40: MTP BNWat07 "Baths": The average volume of water used per bath is approximately 40 % of the maximum volume of the bath as defined by the overflow point. This reflects that a) people don't fill bath to the overflow and b) the Archimedes' principle of buoyancy i.e. average human will displace 70 litres of water.
Note on AR40: Two-thirds to account for the fact that taps will not to be run at full volume.
Note on G41: Standard ratio for employees.
Note on H41: Standard ratio for employees.
Note on I41: Source: BNWAT22
Note on J41: Source: BNWAT22
Note on K41: Source: BNWAT22
Note on L41: Source: BNWAT22
Note on M41: Assumes WHB tap usage for each WC visit.
Note on N41: As per shower use assumptions/data used for offices.
Note on O41: No bath use assumed in this building type.
Note on P41: No bath use assumed in this building type.
Note on Q41: No bath use assumed in this building type.
Note on G42: Source: BS 6465.
Note on H42: Source: BS 6465.
Note on I42: Customers use WC/urinal facilities on 80 per cent of shopping visits (source: BD2683, slightly lower than BNWAT22 report assumption); male customers use a WC on 1 in 6 occasions and a urinal on 5 of 6 occasions (Source: BNWAT22). Therefore, usage per person is calculated as: WC male (urinals) = ((1*0.8)/6)*1 = 0.1333
Note on J42: Customers use WC/urinal facilities on 80 per cent of shopping visits (source: BD2683, slightly lower than BNWAT22 report assumption); male customers use a WC on 1 in 6 occasions and a urinal on 5 of 6 occasions (Source: BNWAT22). Therefore, usage per person is calculated as: WC male (no urinals) = 1*0.8=0.8
Note on K42: Customers use WC/urinal facilities on 80 per cent of shopping visits (source: BD2683, slightly lower than BNWAT22 report assumption); male customers use a WC on 1 in 6 occasions and a urinal on 5 of 6 occasions (Source: BNWAT22). Therefore, usage per person is calculated as: WC female = 1*0.8 0.8
Note on L42: Customers use WC/urinal facilities on 80 per cent of shopping visits (source: BD2683, slightly lower than BNWAT22 report assumption); male customers use a WC on 1 in 6 occasions and a urinal on 5 of 6 occasions (Source: BNWAT22). Therefore, usage per person is calculated as: Urinals = ((1*0.8)/6)*5 = 0.667
Note on M42: Assumes WHB tap usage for each WC visit.
Note on N42: No customer shower use assumed.
Note on O42: No bath use assumed in this building type.
Note on P42: No bath use assumed in this building type.
Note on Q42: No bath use assumed in this building type.
Note on X42: No fixed use vessel filling from customers assumed.
Note on C43: Table 1, floor space factors in the Building Regulations 2000 Approved Document B Fire Safety states 7.0m2/person (maximum density) for this type of retail space. Therefore, maximum density in person/m2 is 1/7= 0.143. The average number of customers in store at any one time is 40 per cent of design capacity and the average visit is 0.5hrs (source: BD2683). Therefore, overall customer occupancy is calculated using the ratio provided here, the average opening hours/day for the retail type, the lenght of visit and 40% figure. For the purpose of determining staff numbers in retail areas the figure of 1 employee per 90m2 Gross Internal Area is used (source: Employment Densities, a full guide, Arup Economics and Planning, 2001). This figure is converted from gross to net (as that is the measure used by the calculator) by multiplying 90m2 by a factor of 0.85 to give a figure of 76.5m2/employee, which is 0.013 employees/m2. The staff ratio is not listed here, but used in the retail calculator to determine staff numbers for this building area.
Note on C44: Table 1, floor space factors in the Building Regulations 2000 Approved Document B Fire Safety states 2.0m2/person (maximum density) for this type of retail space. Therefore, maximum density in person/m2 is 1/2= 0.50. The average number of customers in store at any one time is 40 per cent of design capacity and the average visit is 0.5hrs (source: BD2683). Therefore, overall customer occupancy is calculated using the ratio provided here, the average opening hours/day for the retail type, the lenght of visit and 40% figure. For the purpose of determining staff numbers in retail areas the figure of 1 employee per 20m2 Gross Internal Area is used (source: Employment Densities, a full guide, Arup Economics and Planning, 2001). This figure is converted from gross to net (as that is the measure used by the calculator) by multiplying 20m2 by a factor of 0.85 to give a figure of 17m2/employee, which is 0.059 employees/m2. The staff ratio is not listed here, but used in the retail calculator to determine staff numbers for this building area.
Note on C45: Table 1, floor space factors in the Building Regulations 2000 Approved Document B Fire Safety states 0.7m2/person (maximum density) for this type of retail space. Therefore, maximum density in person/m2 is 1/0.7= 1.43. The average number of customers in store at any one time is 40 per cent of design capacity and the average visit is 0.5hrs (source: BD2683). Therefore, overall customer occupancy is calculated using the ratio provided here, the average opening hours/day for the retail type, the lenght of visit and 40% figure.
Note on C46: Source: NCM activity database (11/08/10) for retail and financial/professional services.
Note on R46: Usage is as per offices (for staff) i.e. 1.00. Source: Communities and Local Government Research to Assess the Costs and Benefits of Improvements to the Water Efficiency of New Non-household Buildings (Entec Oct 2009). The staff ratio (calculated in the retail calculator) is applied to the usage factor (above) to give the ratio presented here.
Note on U46: One cycle accommodates 25 people i.e. 1/25=0.04 uses/person/day. Source: BD2683 The staff ratio (calculated in the retail calculator) is applied to the usage factor (above) to give the ratio presented here.
Note on AH46: Communities and Local Government Research to Assess the Costs and Benefits of Improvements to the Water Efficiency of New Non-household Buildings (BD2683) states a factor of 0.67 for offices in its example calculation.
Note on C47: Note: this figure is use to calculated a default number of kitchen staff only. An average restaurant has been modelled as having 25 employees serving 250 covers per day (Pacific Institute, 2003). For an office canteen/restaurant this figure is halved to 12.5 employees per 250 covers as it is assumed that office canteen/restaurants will not rely on a table service (as in a restaurant) and therefore will have less staff per cover as a result. Therefore, where there is a staff canteen/restaurant, the number of staff in that activity area is determined as follows: An overall occupant density for seated dining areas of 0.331 persons/m2 is used (source: National Energy Calculation Methodology activity database) to determine the number of people seated in the dining area. A period of 11am-3pm is used as a default hours of use by the building's staff, whereby occupant density fluctuates respectively during those hours as follows: 0.25, 1.0, 1.0, 0.75 (source NCM activity database); resulting in an average occupant density of 0.248 covers/hr/m2. This average multiplied by the 4 hour period gives a figure of 0.993 covers/m2. If there are 12.5 kitchen employees per 250 covers, then there are 0.05 employees/cover; therefore there are 0.0497 kitchen employees/m2 of seated dining area.
Note on V47: It could be argued that there is likley to be a washing machine where there is a food preparation area, however, no data available for this component in this activity area. It is possible that it could be accounted for under the miscellaneous under food preparation (which is a fixed use).
Note on Y47: Units: litres/day Fixed use for food preparation is based on a ‘standard’ restaurant. This ‘standard’ model gives details relating to a hotel with 25 staff serving 250 covers or meals per day, (source: BD2683 and sources contained therein), as follows: 0.33 kg of ice per meal Food preparation sink: 113.4 litres (per day) / 250 covers = 0.4536 litres/cover Food: 1.89 litres/cover Total: 2.674 litres/cover This figure is multiplied by 0.993 covers/m2 (see comment against occupant density for this building area for source of number) and the total area (m2) of the dining area to give the fixed use total here. If there is no dining area, no figure is calculated.
Note on Z47: Units: litres/day Fixed use for cleaning in a food preparation area is based on a ‘standard’ restaurant. This ‘standard’ model gives details relating to a hotel with 25 staff serving 250 covers or meals per day (Source: BD2683), as follows: Pot and pan sink: 900 litres (3 x sinks filled with 150 litre capacity filled twice a day) / 250 covers = 3.6 litres/cover Cleaning: 298.4 / 250 covers = 1.1936 litres/cover Miscellaneous use: 378/250 = 1.52 litres/cover Total: 6.314 litres/cover This figure is multiplied by 0.993 covers/m2 (see comment against occupant density for this building area for source of number) and the total area (m2) of the dining area to give the fixed use total here. If there is no dining area, no figure is calculated.
Note on AI47: Source: washing up pre-rinse nozzles are used for 60 min per day (Pacific Institute, 2003; MWRA,1990)
Note on AK47: units: dishwasher cycle/m2 Communities and Local Government Research to Assess the Costs and Benefits of Improvements to the Water Efficiency of New Non-household Buildings (BD2683) states each customer produces half a dishwasher rack of washing up per visit. This is for standard restaurant use. For an office canteen, this has been halved again to one quarter rack per cover on the basis that only one course is served at lunchtime, so less crockery than for standard restaurant (where two or three courses are to be assumed). An overall occupant density for seated dining areas of 0.331 persons/m2 is used (source: National Energy Calculation Methodology activity database) to determine the number of people seated in the restaurant. A period of 11am-3pm is used as a default hours of use by the building's staff, whereby occupant density fluctuates respectively during those hours as follows: 0.25, 1.0, 1.0, 0.75 (source NCM activity database); resulting in an average occupant density of 0.248 covers/hr/m2. This average multiplied by the 4 hour period gives a figure of 0.993 covers/m2/day. Therefore: 0.993 covers/m2/day * 0.25 racks/cover = 0.248 cycles/m2 dining area/day
Note on AM47: Source: waste disposal devices run for 30 min per day (Pacific Institute, 2003; MWRA,1990)
Note on C48: Source: NCM activity database (11/08/10) for retail and financial/professional services.
Note on C49: Source: NCM activity database (11/08/10) for offices and workshop businesses.
Note on V64: Source: Redlin and de Roos, 1990, in Pacific Institute, 2003
Note on C65: Source: Arup Economics and Planning, 2001 = one employee per two rooms, therefore, 0.5 employees per room

## Office calculator
BREEAM International 2016 / Version 6 Wat 01 Water consumption calculator - Office buildings
| Building details | [6 empty] | Key
Cells that are white with a black border require user input (data entry/option selection)
| Building name | [7 empty] | Cells that are light grey contain fixed data or a formula and do not require any user input
Cells that are dark grey are user input cells which are not applicable due to either building type or user input/option selection or default setting. Note these cells can change to ones requiring user input depending on the users option selection in other cells.
| BRE Assessment Reference No. | [6 empty] | > | A red arrow indicates that option selection or mandatory data entry is required in one of the cells on the row where this arrow appears. Without appropriate selection/data the calculator will not be able to determine the number of BREEAM credits. Where the term "Requires building information" appears check to make sure there are no red arrows indicating an absence of option selection or data entry.
| Precipitation zone: | Please select
| Building type | Description of building type |  | Default occupancy | Default annual days/operation | Default daily hours of operation
| Office | Offices and workshop business (including those with a basic (category 1) laboratory area) |  | Requires building information | 253 | 10
| Main building activity areas | Description of activity area |  |  | Activity area present in building? | Net Floor Area (m2) | Note: the activity areas defined opposite are used to estimate the assessed building's default occupancy and therefore water consumption benchmark. These areas are chosen as they are deemed, by in large, to represent the permanently occupied spaces in the building and therefore reflect the number of building occupants/users. As a result it is not necessary to include all areas of the building that may be present, as the areas not defined are assumed to be used by the occupants of the building already accounted for by those areas that are listed.
> | Office - Office areas | Cellular or open plan office space, including staff kitchen where present/adjacent and reception areas. Exlcude meeting rooms, visitor waiting or circulation areas. |  |  | Please select
> | Office - Small workshop / laboratory space | Small scale workshop or category 1 laboratory area |  |  | Please select
> | Office - Staff canteen dining area | Seated dining areas that accompany a permanently staffed kitchen preparing food for consumption on the premises (excludes small un-staffed kitchen's used by office staff to re-heat food, make tea etc.) |  |  | Please select |  | Note: Only select this activity if there is a permanently staffed kitchen that will prepare hot and cold meals for the building's staff (and visitors). Enter the area of the seated dining area only (not kitchen/servery areas), this is used to estimate the number of covers per day for the restaurant and subsequently the number of kitchen staff and water consumption from food preparation activity area.
> | Office - Fitness suite/gym (with changing facility and showers) | A fitness suite or gym that is part of the office building/development and used by the building's employees only. The gym will have its own changing facility with showers. |  |  | Please select
Water Consumption - Building Microcomponent
| WC component - all activity areas | units | Specification | Usage/person/day | Usage factor | Consumption (L/person/day) |  |  |  | WC component - all activity areas | Baseline Performance Specification | Usage/person/day | Usage factor | Baseline Consumption (L/person/day)
> | Please select | Effective flush volume (Litres) | 5 |  | 1 | Requires building information | Note: please seelct the relevant option for WC component opposite |  |  | Please select | #N/A |  | 1 | #N/A
| WC - female | Effective flush volume (Litres) |  | 4 | 1 | 0 | Note: Where the WC facilities are non-gender specific, please still enter the WC specification against both WC male and WC female categories i.e. if there are two WCs with a 6 litre effective flush, then enter 6 litres against both male and female categories. The calculation will not double count water consumption in this instance as the consumption figure calculated for each WC component is adjusted by the ratio of male to female users for this building type. |  |  | WC - female | 0 | 4 | 1 | 0
| Urinal component - all activity areas | units | Specification | No. of cisterns | Flushing frequency (flushes/hour) | Consumption (L/person/day) |  |  |  | Urinal component - all activity areas | Baseline Performance Specification | Urinal consumption (L/bowl/day) | Urinal consumption (L/day) | Baseline Consumption (L/person/day)
| Automatically operated flushing cistern | Cistern capacity (Litres) |  |  |  | 0 |  |  |  | Automatically operated flushing cistern | 0 | 0 | 0 | #DIV/0!
No. of urinal bowls
|  | units | Specification | Usage/person/day | Usage factor | Consumption (L/person/day) |  |  |  | Urinal component - all activity areas | Baseline Performance Specification | Usage/person/day | Usage factor | Baseline Consumption (L/person/day)
| Manual/automatic operated pressure flushing valve (all activity areas) | Flush volume (litres) |  | 3 | 1 | 0 | Note: This consumption total accounts for the ratio of male users for this building type i.e. the ratio of building users who will operate the flush. Where more than one type of urinal flushing control is specified in the building, this consumption figure is adjusted by a ratio of use. the ratio is determined according to the proportion of urinals bowls in the building operated using this type of control. |  |  | Manual/automatic operated pressure flushing valve (all activity areas) | 1.5 | 3 | 1 | #DIV/0!
No. of urinal bowls
|  | units | Specification | Usage/person/day | Usage factor | Consumption (L/person/day) |  |  |  | Urinal component - all activity areas | Baseline Performance Specification | Usage/person/day | Usage factor | Baseline Consumption (L/person/day)
> | Waterless urinals (all activity areas) | Flush volume (litres) | Please select | 3 | 1 | 0 |  |  |  | Waterless urinals (all activity areas) | 1.5 | 3 | 1 | #DIV/0!
No. of urinal bowls
|  | units | Specification | Usage/person/day | Usage factor | Consumption (L/person/day)
| Taps components (personal hygiene) - all activity areas | [8 empty] | Taps components (personal hygiene) - all activity areas | Baseline Performance Specification | Usage/person/day | Usage factor | Baseline Consumption (L/person/day)
| Wash hand basin taps | Flow rate (litres/min) |  | 4 | 0.25 | 0 |  |  |  | Wash hand basin taps | 0 | 4 | 0.25 | 0
| Shower use | Flow rate (litres/min) |  | 0.154 | 5.6 | 0 |  |  |  | Shower use | 0 | 0.154 | 5.6 | 0
Hide rows: N/A for offices | Shower use (bath present) | Flow rate (litres/min) |  | N/A | 4.37 | 0 | Hide rows: N/A for offices |  |  | Shower use (bath present) | 0 | N/A | 4.37 | 0
Hide rows: N/A for offices | Bath use (no shower present) | Capacity to overflow (Litres) |  | N/A | 1 | 0 | Hide rows: N/A for offices |  |  | Bath use (no shower present) | 0 | N/A | 1 | 0
Hide rows: N/A for offices | Bath use (shower present) | Capacity to overflow (Litres) |  | N/A | 1 | 0 | Hide rows: N/A for offices |  |  | Bath use (shower present) | 0 | N/A | 1 | 0
| Fixed use - vessel filling | Litres/person/day | - | - | - | 1.58 |  |  |  | Fixed use - vessel filling | N/A | N/A | N/A | 1.58
| Tap components (cleaning) - staff kitchenette | [8 empty] | Tap components (cleaning) - staff kitchenette
| Kitchen taps - kitchenette | Flow rate (litres/min) |  | 1 | 0.67 | 0 |  |  |  | Kitchen taps - kitchenette | 0 | 1 | 0.67 | 0
| Dishwasher | Litres/cycle |  | 0.04 | 1 | 0 |  |  |  | Dishwasher | 0 | 0.04 | 1 | 0
| Tap components (cleaning and food preparation) - staff canteen food preparation area | [8 empty] | Tap components (cleaning and food preparation) - staff canteen food preparation area
| Kitchen taps - pre-rinse nozzle | Flow rate (litres/min) |  | - | 60 | Requires building information |  |  |  | Kitchen taps - pre-rinse nozzle | 0 | - | 60 | 0
| Dishwasher | Litres/rack |  | - | 0.217 | Requires building information |  |  |  | Dishwasher | 0 | - | 0.217 | 0
| Waste disposal unit | Flow rate (litres/min) |  | - | 30 | Requires building information |  |  |  | Waste disposal unit | 0 | - | 30 | 0
N/A for Offices | Washing machine | Litres/kg dry load |  | N/A | - | 0 | N/A for Offices |  |  | Washing machine | 0 | N/A | - | 0
| Fixed use - food preparation | Litres/person/day | - | - | - | 0 |  |  |  | Fixed use - food preparation | N/A | - | N/A | 0
| Fixed use - kitchen cleaning | Litres/person/day | - | - | - | 0 |  |  |  | Fixed use - kitchen cleaning | N/A | - | N/A | 0
[6 empty] | Microcomponent Consumption (L/person/day) | Note: This total includes the contributions from fixed uses, including where applicable vessel filling, kitchen cleaning and food preparation. Default fixed use totals are included with the calculations to provide a more accurate reflection of the buildings total water consumption. The fixed use totals are not however included in the water consumption total used to determine the assessed buildings percentage improvement and the number of BREEAM credits achieved. The percentage improvement is based only on the consumption of water from uses that can be heavily influenced by the microcomponent specification e.g. WC flushing. | [6 empty] | Baseline Consumption (L/person/day) - exluding fixed uses
[5 empty] | Total | Requires building information | [6 empty] | Total | #N/A
| Non Potable Water Yield - Greywater System | [12 empty] | Total from fixed uses
[13 empty] | Total | 1.58
[5 empty] | Has, or will, the greywater system be specified and installed? | Yes
|  | Greywater source (building components) |  | Greywater Collected | Proportion of components collected from (%) | Greywater yield (L/person/day)
|  | Wash hand basin taps |  |  |  | 0
| > | Showers |  |  |  | 0
| > | Kitchen taps - kitchenette |  |  |  | 0
| > | Dishwasher - staff kitchenette |  |  |  | 0
| > | Kitchen taps - pre-rinse nozzle |  |  |  | 0
| > | Dishwasher - food preparation area |  |  |  | 0
|  | Bath |  |  |  | 0 | Hide rows: N/A for offices
|  | Washing machine |  |  |  | 0 | Hide rows: N/A for offices
|  | Greywater source (other components) | Typical greywater yield (litres) | Frequency of yield (days) | Greywater yield (litres/day) | Greywater yield (L/person/day) | Note: If greywater is collected from a component/source not accounted for above i.e. their consumption is not estimated, then the amount of greywater collected can be added here so that it may be accounted for. This can include wastewater from active hygiene flushing, i.e. a regular hygiene flushing programme to minimize poor water quality in a potable cold or hot water system.
|  | Other source of greywater |  |  |  | 0
Greywater yield (L/person/day)
[5 empty] | Total | 0
Non Potable Water Yield - Rainwater System
[5 empty] | Has, or will, the rainwater system be specified and installed? | Yes
> |  |  |  |  | How has the storage capacity for the proposed system been calculated? | Please select
Rainwater yield if intermediate:
| Collection area (m2) | Rainfall (average mm/yr) | Hydraulic filter efficiency (%) | Yield co-efficient (%) | Annual rainwater yield (Litres) | Rainwater yield (L/person/day)
[5 empty] | 0 | Requires building information
Rainwater yield if detailed:
[5 empty] | Daily rainfall collection (litres) | Rainwater yield (L/person/day)
Requires building information
Non Potable Water Demand - Building Components
Greywater and/or rainwater yield (L/person/day)
[5 empty] | Total | Requires building information
|  |  | Component | Greywater and/or rainwater utilised for component | Proportion of components using greywater and/or rainwater yield (%) | Maximum permissible demand (L/person/day)
|  | > | WC flushing |  |  | 0
|  | > | Urinal flushing |  |  | 0
Demand met by yield (L/person/day)
[5 empty] | Total | 0
Other permissible components
|  | > |  |  | Are there other permissible components present which demand greywater and/or rainwater yield? | Please select
Maximum permissible demand (L/day)
Requires building information
Proportion of maximum permissible demand utilised by other permissible components (%)
Demand met by yield (L/person/day)
[5 empty] | Total | Requires building information
Greywater and/or rainwater demand met by yield (L/person/day)
[5 empty] | Total | Requires building information
Water Consumption Calculation Results
[5 empty] | Litres/person/day | m3/person/yr
|  |  |  | Water consumption - modelled baseline performance benchmark (excludes fixed uses) | Requires building information | Requires building information
|  |  |  | Microcomponent Water consumption - modelled performance (excludes fixed uses) | Requires building information | Requires building information
|  |  |  | Modelled water demand met via greywater and rainwater sources | Requires building information | Requires building information
|  |  |  | If greywater/rainwater systems specified has the minimum % efficiency improvement for component specifications been met | Requires building information
Greywater/rainwater data check
|  |  |  | Net modelled water consumption (excludes fixed uses) | Requires building information | Requires building information |  |  |  | #VALUE! | % actual improvement
|  |  |  | Percentage improvement | Requires building information |  |  |  |  | #VALUE! | Credits achieved
|  |  |  | Total Wat 01 BREEAM credits achieved | Requires building information
|  |  |  | Total Wat 01 BREEAM Innovation credits achieved | Requires building information | [11 empty] | Precipitation zones
[12 empty] | Please select | Please select | Please select | Please select | 0% | Please select
|  |  |  | Key Performance Indicator - use of freshwater resource (includes fixed uses) | Requires building information | Requires building information |  |  |  |  | Default occupancy rate | Waterless urinals - specified | Yes | WC - male (urinals installed) | BS8515 Intermediate approach | 1% | Precipitation zone 1
[10 empty] | Office - Office areas | 0 | Waterless urinals - not specified | No | WC - male (no urinals installed) | BS8515 Detailed approach | 2% | Precipitation zone 2
[13 empty] | System not specified |  |  | 3% | Precipitation zone 3
[10 empty] | Office - Small workshop / laboratory space | 0 |  |  |  |  | 4%
5%
[10 empty] | Office - Staff canteen dining area | 0 |  | Not applicable |  |  | 6%
7%
[10 empty] | Office - Fitness suite/gym (with changing facility and showers) | 0 |  | Requires building information |  |  | 8%
[10 empty] | Total default occupancy | 0 |  |  |  |  | 9%
10%
11%
[10 empty] | Note: If greywater is collected from a component/source not accounted for above i.e. their consumption is not estimated, then the amount of greywater collected can be added here so that it may be accounted for. This can include wastewater from active hygiene flushing, i.e. a regular hygiene flushing programme to minimize poor water quality in a potable cold or hot water system. | [5 empty] | 12%
[10 empty] | Note: This consumption total accounts for the ratio of male users for this building type i.e. the ratio of building users who will operate the flush. Where more than one type of urinal flushing control is specified in the building, this consumption figure is adjusted by a ratio of use. the ratio is determined according to the proportion of urinals bowls in the building operated using this type of control. | [5 empty] | 13%
[10 empty] | Note: Where waterless urinals are specified in the assessed building, for the purpose of the baseline benchmark standard 1.5 litre flush urinals are assumed. Where waterless urinals and another type of urinal flushing control is specified in the building, the baseline consumption figure calculated using a 1.5 litre default flush is adjusted by a ratio of use. The ratio is determined according to the proportion of urinals bowls in the building that are waterless. | [5 empty] | 14%
[10 empty] | Note: Please select the relevant option for waterless urinals specification opposite. | [5 empty] | 15%
16%
17%
18%
19%
20%
21%
22%
23%
24%
25%
26%
27%
28%
29%
30%
31%
32%
33%
34%
35%
36%
37%
38%
39%
40%
41%
42%
43%
44%
45%
46%
47%
48%
49%
50%
51%
52%
53%
54%
55%
56%
57%
58%
59%
60%
61%
62%
63%
64%
65%
66%
67%
68%
69%
70%
71%
72%
73%
74%
75%
76%
77%
78%
79%
80%
81%
82%
83%
84%
85%
86%
87%
88%
89%
90%
91%
92%
93%
94%
95%
96%
97%
98%
99%
100%
Note on B28: Includes standard automatic (timed) flush or infrared occupant sensing system linked to a cistern which flushes one or more urinal bowls.
Note on F28: Enter the number of times that the specified cistern will flush per hour (assuming the default period of operation for this building type, given above). Where infrared sensing flushing control or some form of mechanical flush control is specified, the frequency must be based on the pre-set flushing frequency (confirmed by the design team or building's end user). Alternatively, the flush controllers factory default setting or a default figure necessary to maintain compliance with the Water Supply (Water Fittings) Regulations can be used, as follows: 7.5 litres/hour/bowl where cistern serves two or more urinal bowls. Or 10 litres/hour/bowl where cistern serves only one urinal bowl. Where urinals are likely to go longer than 30 minutes without flushing after use it should be confirmed that the urinals bowls are of a type designed for low flushing frequency. This is to avoid standard urinals being specified and the flushing frequency being set low to reduce water demand; this can cause hygienic problems and unnecessary maintenance (avoided through proper specification and system set-up).
Note on B31: i.e. bush button or infrared detection on each urinal bowl operated after use.
Note on D39: Enter the full flow rate in litres per minute measured at a dynamic pressure of 3±0.2 bar (0.3±0.02 MPa) for high pressure (Type 1) taps, or at a dynamic pressure of 0.1±0.02 bar (0.01±0.002 MPa) for low pressure (Type 2) taps (BS EN 200:2008, sanitary tapware, single taps and combination taps for supply systems of type 1 and 2. General technical specifications) including any reductions achieved with flow restrictions. The calculation will make an adjustment of two-thirds maximum flow rate to account for the fact that taps will not to be run at full volume. Where the specified taps have a break point at the mid range of the flow (often referred to as 'click taps' or two stage mixer taps), the flow rate should be taken as the maximum flow rate quoted by the manufacturer of the lower range before the water break. This is typically 50 per cent of the flow rate, however this should not be assumed and manufacturer’s information must always be used.
Note on D40: Enter the flow rate of the shower at the outlet using cold water (T ≤ 30˚ C), in litres per minute measured at a dynamic pressure of 3±0.2 bar (0.3±0.02 MPa) for high pressure (Type 1) supply systems, or at a dynamic pressure of 0.1±0.05 bar (0.01±0.005 MPa) for low pressure (Type 2) supply systems (BS EN 1112:2008, Sanitary tapware. Shower outlets for sanitary tapware for water supply systems type 1 and 2. General technical specifications).Kitchen taps (maximum flow rate litres/min). Where a shower head delivers a range of flow rates, the average or typical flow rate should be used. Where a fitness/suite gym is specified, the default usage/person/day will adjust to account for shower use from this facility, this is in addition to the general default resulting from use of showers by cyclists.
Note on D41: Enter the flow rate of the shower at the outlet using cold water (T ≤ 30˚ C), in litres per minute measured at a dynamic pressure of 3±0.2 bar (0.3±0.02 MPa) for high pressure (Type 1) supply systems, or at a dynamic pressure of 0.1±0.05 bar (0.01±0.005 MPa) for low pressure (Type 2) supply systems (BS EN 1112:2008, Sanitary tapware. Shower outlets for sanitary tapware for water supply systems type 1 and 2. General technical specifications).Kitchen taps (maximum flow rate litres/min). Where a shower head delivers a range of flow rates, the average or typical flow rate should be used.
Note on D42: Enter the bath capacity to overflow. The calculation will use 40% of this volume for consumption. This is to reflect that a) users tend not to fill the bath to overflow and b) the buoyancy affect the user has on the actual volume of water required for a bath.
Note on D43: Enter the bath capacity to overflow. The calculation will use 40% of this volume for consumption. This is to reflect that a) users tend not to fill the bath to overflow and b) the buoyancy affect the user has on the actual volume of water required for a bath.
Note on B44: This fixed use is drinking water consumed by staff. Where a fitness suite/gym is also present, an allowance is made for the additional water consumed resulting from the provision of this facility on a per person basis for the whole building (hence why the additional amount is minor, as not all staff will use the facility).
Note on B45: This accounts for water consumption, and therefore efficiency of components used for cleaning, e.g. utensils, crockery etc., in staff kitchenette areas. If this activity area does not exist in the building, then do not enter data in the relevant cells.
Note on D46: Enter the full flow rate in litres per minute measured at a dynamic pressure of 3±0.2 bar (0.3±0.02 MPa) for high pressure (Type 1) taps, or at a dynamic pressure of 0.1±0.02 bar (0.01±0.002 MPa) for low pressure (Type 2) taps (BS EN 200:2008, sanitary tapware, single taps and combination taps for supply systems of type 1 and 2. General technical specifications) including any reductions achieved with flow restrictions. The calculation will make an adjustment of two-thirds maximum flow rate to account for the fact that taps will not to be run at full volume. Where the specified taps have a break point at the mid range of the flow (often referred to as 'click taps' or two stage mixer taps), the flow rate should be taken as the maximum flow rate quoted by the manufacturer of the lower range before the water break. This is typically 50 per cent of the flow rate, however this should not be assumed and manufacturer’s information must always be used.
Note on D47: Dishwashers in staff kitchen area(s). Requires inclusion only where it is known that a dishwasher will be installed, as follows: Building end user/client known: The stakeholder confirms whether this component will be installed, where this is the case they must confirm intended specification which is then entered in the calculation. Where installation is confirmed, but litres/cycle for the dishwasher is not known/confirmed, then assume a default of 17 litres/cycle setting for the purpose of the calculation. Building/end user not known: The specification is determined on the basis of whether or not provision is made within the activity area for future installation i.e. dedicated fittings plumbed for water supply and waste extraction. Where this is the case, if a maximum allowable specification is not specified within a lease agreement (for a tenanted area), then assume a default of 17 litres/cycle for the purpose of the calculation. Where no provision is made for the future installation of this component type, then it can be assumed that it will not be specified (for BREEAM purposes) and a specification not entered within the calculation. Where manufacturers data specifies dishwasher water efficiency in litres/place setting, simply multiply this figure by the number of place settings the dishwasher is designed to accommodate per wash cycle to get the litres/cycle (water consumption) for the purpose of this calculation.
Note on D49: Enter the full flow rate in litres per minute measured at a dynamic pressure of 3±0.2 bar (0.3±0.02 MPa) for high pressure (Type 1) taps, or at a dynamic pressure of 0.1±0.02 bar (0.01±0.002 MPa) for low pressure (Type 2) taps (BS EN 200:2008, sanitary tapware, single taps and combination taps for supply systems of type 1 and 2. General technical specifications) including any reductions achieved with flow restrictions. The calculation assumes the component will be used at this maximum given the type of use i.e. no adjustment is made as per wash hand basin taps.
Note on D50: Usage factor for this component is based on a commercial dishwasher component. The default usage is set at quarter a rack of crockery per cover i.e. meal served. The number of covers is determined based on size of seated dining area.
Note on G101: The focus of this BREEAM issue is the performance of the buildings permanent domestic water consuming components. Where a greywater or rainwater system is specified, the yield from the system should be prioritised for such uses i.e. WC/Urinal flushing. However, where the building demonstrates that it has other consistent (i.e. daily) and equivalent levels of non potable water demand, and such demands are intrinsic to the building’s operation, then it is permissible for the demand from these non domestic uses to be counted i.e. the demand for rainwater/greywater yield from such systems/components can be used as well as, or instead of non potable water demand from the buildings WC/Urinal components. Examples of consistent and equivalent demands could include laundry use in hotels/multi-residential developments or horticultural uses in garden centres, botanical gardens and golf courses. Demand for general landscaping and ornamental planting irrigation are not considered equivalent by BREEAM.
Note on G103: Where other permissible components are the only components to demand greywater and/or rainwater yield then the figure here is equivalent to the total greywater and/or rainwater yield calculated using this methodology, but converted in to Litres/day from Litres/person/day. The conversion is to enable a comparison with the components actual/predicted water demand to determine the proportion of the yield that the component is likely to use. Where other permissible components demand greywater and/or rainwater yield in addition to demand from WC and/or urinals, the figure here is the sum of the total rainwater and/or greywater yield minus the demand from WC/urinal components. If the WC/urinal components already demand 100% of the yield then the figure here will be zero i.e. none of the yield is available to meet the other demand. Note: Even though in reality the actual building's other permissible components may use greywater and/or rainwater yield, if the available yield (as calculated by this methodology, using a default occupancy rate) is less than or equal to the demand from the WC/urinal components, then 100% of the yield will be attributed to that demand leaving zero yield for other uses.
Note on F120: Where greywater and/or rainwater systems are specified there is a minimum level of component efficiency that must be achieved to award 4 or 5 BREEAM credits and the exemplary level credit. This is to avoid awarding a higher number of BREEAM credits where performance from less efficient fittings is off-set by the specification of a greywater and/or rainwater collection system. The intention being to ensure demand reduction is prioritised before off-setting consumption. For the four and five BREEAM credit levels, where a greywater/rainwater system is specified/installed, the component specification must achieve a percentage reduction in water consumption (over the baseline specification) equivalent to that required for 2 credits i.e. a 25% improvement. Where this level is achieved, all of the total water demand met by greywater/rainwater sources can contribute to the overall percentage improvement required to achieve BREEAM credits. If it is not achieved, the percentage of greywater/rainwater allowable will be equivalent to the percentage improvement in water consumption achieved for the component specification (i.e. percentage improvement on the baseline specification). For example, if only a 20% improvement is achieved, and therefore the building is not meeting the 25% requirement, then only 20% of the water demand met via greywater/rainwater sources can be used to off-set water consumption from the microcomponents. This minimum requirement does not apply where only 1, 2 or 3 credits are sought or where no greywater/rainwater system is specified i.e. percentage improvement is based solely on the water efficiency of the microcomponent specification. Where this is the case, this box will state either "Not applicable" or "System not specified".
Note on O137: See activity database note for reason why this is zero

## Retail calculator
BREEAM International 2016 / Version 6 Wat 01 Water consumption calculator - Retail buildings
| Building details | [6 empty] | Key
Cells that are white with a black border require user input (data entry/option selection)
| Building name | [7 empty] | Cells that are light grey contain fixed data or a formula and do not require any user input
Cells that are dark grey are user input cells which are not applicable due to either building type or user input/option selection or default setting. Note these cells can change to ones requiring user input depending on the users option selection in other cells.
| BRE Assessment Reference No. | [6 empty] | >
| Precipitation zone: | Please select
| Building type | Description of building type |  |  | Default annual days/operation | Default daily hours of operation
> | Please select | #N/A |  |  | #N/A | #N/A | Note: If this retail development contains one of or a combination of restaurants/cafes (for customer use), gym or cinema then please ensure you undertake separate water consumption calculations for such building functions using the appropriate building type calculator. You must then determine the number of BREEAM credits achieved for the development as a whole in accordance with the guidance given in the compliance note: "Building is a mixture of different types", contained within the Wat01 issue in the BREEAM New Construction technical guide.
|  | Does the retail development contain sanitary facilities for use by visiting customers? |  |  |  | Please select
[5 empty] | Default daily occupancy visiting customers | 0
[5 empty] | Default daily occupancy staff | 0
| Main building activity areas | Description of activity area |  |  | Activity area present in building? | Net Floor Area (m2) | Note: the activity areas defined opposite are used to estimate the assessed building's default occupancy and therefore water consumption benchmark. These areas are chosen as they are deemed, by in large, to represent the permanently occupied spaces in the building and therefore reflect the number of building occupants/users. As a result it is not necessary to include all areas of the building that may be present, as the areas not defined are assumed to be used by the occupants of the building already accounted for by those areas that are listed.
> | Retail - sales areas for display of bulky items | A retail sales/display area trading predominantly in bulky items, e.g. furniture, floor coverings, cycles, prams, large domestic appliances or other bulky goods, or trading on a wholesale self-selection basis. |  |  | Please select
> | Retail - sales areas for display of non bulky items and/or customer service area. | A general sales/display areas in department stores, supermarkets, shops and/or customer service waiting and/or collection areas e.g. in banks, post office, bookmakers etc. |  |  | Please select
> | Retail - concourse/shopping mall | The central (shared) area within a shopping centre used for access by shoppers (typically a covered area containing one or more of benches, cafes, escalators etc.) |  |  | Please select
> | Retail - Staff office area and staffroom | Staff office space and staffroom, often located in 'back of house' areas. |  |  | Please select
> | Retail - Staff canteen dining area | Seated areas in a staff canteen that accompany a food preparation areas where food and drink is consumed by staff on the premises. |  |  | Please select |  | Note: Only select this activity if there is a permanently staffed kitchen that will prepare hot and cold meals for the building's staff. Enter the area of the seated dining area only (not kitchen/servery areas), this is used to estimate the number of covers per day and subsequently the default number of kitchen staff and water consumption from food preparation activity area.
> | Retail - Goods-in and storage area | Internal areas for receiving and storing goods. |  |  | Please select
> | Retail - Workshop | A workshop / vehicle servicing area within a car showroom or general workshop in other type of retail development. |  |  | Please select
Water Consumption - Building Microcomponent
| WC component - all activity areas | units | Specification | Usage/person/day | Usage factor | Consumption (L/person/day) |  |  |  |  | WC component - all activity areas | Baseline Performance Specification | Usage/person/day | Usage factor | Baseline Consumption (L/person/day)
> | Please select | Effective flush volume (Litres) |  | Requires building information | Requires building information | Requires building information | Note: please seelct the relevant option for WC component opposite |  |  |  | Please select | 0 | Requires building information | Requires building information | 0
| WC - female | Effective flush volume (Litres) |  | Requires building information | Requires building information | Requires building information | Note: Where the WC facilities are non-gender specific, please still enter the WC specification against both WC male and WC female categories i.e. if there are two WCs with a 6 litre effective flush, then enter 6 litres against both male and female categories. The calculation will not double count water consumption in this instance as the consumption figure calculated for each WC component is adjusted by the ratio of male to female users for this building type. |  |  |  | WC - female | 0 | Requires building information | Requires building information | 0
| Urinal component - all activity areas | units | Specification | No. of cisterns | Flushing frequency (flushes/hour) | Consumption (L/person/day) |  |  |  |  | Urinal component - all activity areas | Baseline Performance Specification | Urinal consumption (L/bowl/day) | Urinal consumption (L/day) | Baseline Consumption (L/person/day)
| Automatically operated flushing cistern | Cistern capacity (Litres) |  |  |  | Requires building information |  |  |  |  | Automatically operated flushing cistern | 0 | #N/A | #N/A | #N/A
No. of urinal bowls
|  | units | Specification | Usage/person/day | Usage factor | Consumption (L/person/day) |  |  |  |  | Urinal component - all activity areas | Baseline Performance Specification | Usage/person/day | Usage factor | Baseline Consumption (L/person/day)
| Manual/automatic operated pressure flushing valve (all activity areas) | Flush volume (litres) |  | Requires building information | Requires building information | Requires building information | Note: This consumption total accounts for the ratio of male users for this building type i.e. the ratio of building users who will operate the flush. Where more than one type of urinal flushing control is specified in the building, this consumption figure is adjusted by a ratio of use. the ratio is determined according to the proportion of urinals bowls in the building operated using this type of control. |  |  |  | Manual/automatic operated pressure flushing valve (all activity areas) | 1.5 | Requires building information | Requires building information | #DIV/0!
No. of urinal bowls
|  | units |  | Usage/person/day | Usage factor | Consumption (L/person/day) |  |  |  |  | Urinal component - all activity areas | Baseline Performance Specification | Usage/person/day | Usage factor | Baseline Consumption (L/person/day)
> | Waterless urinals (all activity areas) | Flush volume (litres) | Please select | Requires building information | Requires building information | Requires building information |  |  |  |  | Waterless urinals (all activity areas) | 1.5 | Requires building information | Requires building information | #DIV/0!
No. of urinal bowls
|  | units | Specification | Usage/person/day | Usage factor | Consumption (L/person/day)
| Taps components (personal hygiene) - all activity areas | [9 empty] | Taps components (personal hygiene) - all activity areas | Baseline Performance Specification | Usage/person/day | Usage factor | Baseline Consumption (L/person/day)
| Wash hand basin taps | Flow rate (litres/min) |  | Requires building information | Requires building information | Requires building information |  |  |  |  | Wash hand basin taps | 0 | Requires building information | Requires building information | 0
| Shower use | Flow rate (litres/min) |  | Requires building information | Requires building information | Requires building information |  |  |  |  | Shower use | 0 | Requires building information | Requires building information | 0
Hide rows: N/A for retail | Shower use (bath present) | Flow rate (litres/min) |  | #N/A | #N/A | #N/A | Hide rows: N/A for retail |  |  |  | Shower use (bath present) | 0 | #N/A | #N/A | 0
Hide rows: N/A for retail | Bath use (no shower present) | Capacity to overflow (Litres) |  | #N/A | #N/A | #N/A | Hide rows: N/A for retail |  |  |  | Bath use (no shower present) | 0 | #N/A | #N/A | 0
Hide rows: N/A for retail | Bath use (shower present) | Capacity to overflow (Litres) |  | #N/A | #N/A | #N/A | Hide rows: N/A for retail |  |  |  | Bath use (shower present) | 0 | #N/A | #N/A | 0
| Fixed use - vessel filling | Litres/person/day | - | - | - | Requires building information |  |  |  |  | Fixed use - vessel filling | N/A | N/A | N/A | Requires building information
| Tap components (cleaning) - staff kitchenette | [9 empty] | Tap components (cleaning) - staff kitchenette
| Kitchen taps - kitchenette | Flow rate (litres/min) |  | Requires building information | 0.67 | Requires building information |  |  |  |  | Kitchen taps - kitchenette | 0 | Requires building information | 0.67 | 0
| Dishwasher | Litres/cycle |  | Requires building information | 1 | Requires building information |  |  |  |  | Dishwasher | 0 | Requires building information | 1 | #VALUE!
| Tap components (cleaning and food preparation) - staff canteen food preparation area | [9 empty] | Tap components (cleaning and food preparation) - canteen/restaurant
| Kitchen taps - pre-rinse nozzle | Flow rate (litres/min) |  | - | 60 | Requires building information |  |  |  |  | Kitchen taps - pre-rinse nozzle | 0 | - | 60 | 0
| Dishwasher | Litres/rack |  | - | 0.248 | Requires building information |  |  |  |  | Dishwasher | 0 | - | 0.248 | 0
| Waste disposal unit | Flow rate (litres/min) |  | - | 30 | Requires building information |  |  |  |  | Waste disposal unit | 0 | - | 30 | 0
Hide rows: N/A for retail | Washing machine | Litres/kg dry load |  | #N/A | #N/A | Requires building information | Hide rows: N/A for retail |  |  |  | Washing machine | 0 | #N/A | #N/A | 0
| Fixed use - food preparation | Litres/person/day | - | - | - | 0 |  |  |  |  | Fixed use - food preparation | N/A | - | N/A | 0
| Fixed use - kitchen cleaning | Litres/person/day | - | - | - | 0 |  |  |  |  | Fixed use - kitchen cleaning | N/A | - | N/A | 0
[6 empty] | Microcomponent Consumption (L/person/day) | Note: This total includes the contributions from fixed uses, including where applicable vessel filling, kitchen cleaning and food preparation. Default fixed use totals are included with the calculations to provide a more accurate reflection of the buildings total water consumption. The fixed use totals are not however included in the water consumption total used to determine the assessed buildings percentage improvement and the number of BREEAM credits achieved. The percentage improvement is based only on the consumption of water from uses that can be heavily influenced by the microcomponent specification e.g. WC flushing. | [7 empty] | Baseline Consumption (L/person/day)
[5 empty] | Total | Requires building information | [7 empty] | Total | #N/A
| Non Potable Water Yield - Greywater System | [13 empty] | Total from fixed uses
[14 empty] | Total | #VALUE!
> |  |  |  |  | Has, or will, the greywater system be specified and installed? | Please select
|  | Greywater source (building components) |  | Greywater Collected | Proportion of components collected from (%) | Greywater yield (L/person/day)
|  | Wash hand basin taps |  | No | 100% | 0
|  | Showers |  | No |  | 0
|  | Kitchen taps - kitchenette |  | No |  | 0
|  | Dishwasher - staff kitchenette |  | No |  | 0
|  | Kitchen taps - pre-rinse nozzle |  | No |  | 0
|  | Dishwasher - food preparation area |  | No |  | 0
| Hide rows: N/A for offices | Bath |  |  |  | #N/A | Hide rows: N/A for offices
| Hide rows: N/A for offices | Washing machine |  |  |  | 0 | Hide rows: N/A for offices
|  | Greywater source (other components) | Typical greywater yield (litres) | Frequency of yield (days) | Greywater yield (litres/day) | Greywater yield (L/person/day)
|  | Other source of greywater | 500 | 1 | 500 | #DIV/0!
Greywater yield (L/person/day)
[5 empty] | Total | Requires building information
Non Potable Water Yield - Rainwater System
> |  |  |  |  | Has, or will, the rainwater system be specified and installed? | Please select
[5 empty] | How has the storage capacity for the proposed system been calculated? | BS8515 Detailed approach
Rainwater yield if intermediate:
| Collection area (m2) | Rainfall (average mm/yr) | Hydraulic filter efficiency (%) | Yield co-efficient (%) | Annual rainwater yield (Litres) | Rainwater yield (L/person/day)
| 2000 | 786 | 90% | 90% | 1273320 | 0
Rainwater yield if detailed:
[5 empty] | Daily rainfall collection (litres) | Rainwater yield (L/person/day)
[5 empty] | 5000 | Requires building information
Non Potable Water Demand - Building Components
Greywater and/or rainwater yield (L/person/day)
[5 empty] | Total | Requires building information
|  |  | Component | Greywater and/or rainwater utilised for component | Proportion of components using greywater and/or rainwater yield (%) | Maximum permissible demand (L/person/day)
|  |  | WC flushing | Yes | 60% | 0
|  |  | Urinal flushing | No |  | 0
Demand met by yield (L/person/day)
[5 empty] | Total | 0
Other permissible components
[5 empty] | Are there other permissible components present which demand greywater and/or rainwater yield? | Yes
Maximum permissible demand (L/day)
Requires building information
[5 empty] | Proportion of maximum permissible demand utilised by other permissible components (%) | 100%
Demand met by yield (L/person/day)
[5 empty] | Total | Requires building information
Greywater and/or rainwater demand met by yield (L/person/day)
[5 empty] | Total | Requires building information
Water Consumption Calculation Results
[5 empty] | Litres/person/day | m3/person/yr
|  |  |  | Water consumption - modelled baseline performance benchmark (excludes fixed uses) | Requires building information | Requires building information
Precipitation zones
|  |  |  | Microcomponent Water consumption - modelled performance (excludes fixed uses) | Requires building information | Requires building information |  |  |  |  | Greywater/rainwater data check |  |  | Please select
[11 empty] | #VALUE! | % actual improvement |  | Precipitation zone 1
|  |  |  | Modelled water demand met via greywater and rainwater sources | Requires building information | Requires building information | [7 empty] | Precipitation zone 2
[11 empty] | #VALUE! | Credits achieved |  | Precipitation zone 3
|  |  |  | If greywater/rainwater systems specified has the minimum % efficiency improvement for component specifications been met | Requires building information
|  |  |  | Net modelled water consumption (excludes fixed uses) | Requires building information | Requires building information
|  |  |  | Percentage improvement | Requires building information | [7 empty] | Please select | Please select | Please select | Please select | 0%
[11 empty] | Default occupancy rate - customers | Default occupancy rate - staff | Waterless urinals - specified | Yes | WC - male (urinals installed) | BS8515 Intermediate approach | 1%
|  |  |  | Total Wat 01 BREEAM credits achieved | Requires building information |  |  |  |  | Retail - sales areas for display of bulky items | 0 | 0 | Waterless urinals - not specified | No | WC - male (no urinals installed) | BS8515 Detailed approach | 2%
[10 empty] | Retail - sales areas for display of non bulky items and/or customer service area. | 0 | 0 |  | System not specified |  |  | 3%
|  |  |  | Total Wat01 BREEAM Innovation credits achieved | Requires building information |  |  |  |  | Retail - concourse/shopping mall | 0 | - |  |  | Please select |  | 4%
[10 empty] | Retail - Staff office area and staffroom | - | 0 |  |  | Retail - Shop / retail unit(s) / retail warehouse |  | 5%
|  |  |  | Key Performance Indicator - use of freshwater resource (includes fixed uses) | Requires building information | Requires building information |  |  |  | Retail - Staff canteen dining area | - | 0 |  | Not applicable | Retail - Supermarket |  | 6%
[10 empty] | Retail - Goods-in and storage area | - | 0 |  |  | Retail - Service provider |  | 7%
[10 empty] | Retail - Workshop | - | 0 |  | Requires building information | Retail - Shopping centre/complex |  | 8%
[10 empty] | Total | 0 | 0 |  |  |  |  | 9%
[10 empty] | Total default occupancy | 0 | [5 empty] | 10%
11%
12%
13%
14%
15%
16%
17%
18%
19%
20%
21%
[11 empty] | Note: If greywater is collected from a component/source not accounted for above i.e. their consumption is not estimated, then the amount of greywater collected can be added here so that it may be accounted for. This can include wastewater from active hygiene flushing, i.e. a regular hygiene flushing programme to minimize poor water quality in a potable cold or hot water system. | [5 empty] | 22%
[11 empty] | Note: This consumption total accounts for the ratio of male users for this building type i.e. the ratio of building users who will operate the flush. Where more than one type of urinal flushing control is specified in the building, this consumption figure is adjusted by a ratio of use. the ratio is determined according to the proportion of urinals bowls in the building operated using this type of control. | [5 empty] | 23%
[11 empty] | Note: Where waterless urinals are specified in the assessed building, for the purpose of the baseline benchmark standard 1.5 litre flush urinals are assumed. Where waterless urinals and another type of urinal flushing control is specified in the building, the baseline consumption figure calculated using a 1.5 litre default flush is adjusted by a ratio of use. The ratio is determined according to the proportion of urinals bowls in the building that are waterless. | [5 empty] | 24%
[11 empty] | Note: Please select the relevant option for waterless urinals specification opposite. | [5 empty] | 25%
[11 empty] | Note: The consumption figures calculated here are based on water consumption for staff only (as the building does not contain facilities for visiting customers). | [5 empty] | 26%
[11 empty] | Note: A default occupancy total for visiting customers is not calculated if facilities are not provided for this building user. | [5 empty] | 27%
[11 empty] | Note: If this retail development contains one of or a combination of restaurants/cafes (for customer use), gym or cinema then please ensure you undertake separate water consumption calculations for such building functions using the appropriate building type calculator. You must then determine the number of BREEAM credits achieved for the development as a whole in accordance with the guidance given in the compliance note: "Building is a mixture of different types", contained within the Wat01 issue in the BREEAM New Construction technical guide. | [5 empty] | 28%
29%
30%
31%
32%
33%
34%
35%
36%
37%
38%
39%
40%
41%
42%
43%
44%
45%
46%
47%
48%
49%
50%
51%
52%
53%
54%
55%
56%
57%
58%
59%
60%
61%
62%
63%
64%
65%
66%
67%
68%
69%
70%
71%
72%
73%
74%
75%
76%
77%
78%
79%
80%
81%
82%
83%
84%
85%
86%
87%
88%
89%
90%
91%
92%
93%
94%
95%
96%
97%
98%
99%
100%
Note on B34: Includes standard automatic (timed) flush or infrared occupant sensing system linked to a cistern which flushes one or more urinal bowls.
Note on F34: Enter the number of times that the specified cistern will flush per hour (assuming the default period of operation for this building type, given above). Where infrared sensing flushing control or some form of mechanical flush control is specified, the frequency must be based on the pre-set flushing frequency (confirmed by the design team or building's end user). Alternatively, the flush controllers factory default setting or a default figure necessary to maintain compliance with the Water Supply (Water Fittings) Regulations can be used, as follows: 7.5 litres/hour/bowl where cistern serves two or more urinal bowls. Or 10 litres/hour/bowl where cistern serves only one urinal bowl. Where urinals are likely to go longer than 30 minutes without flushing after use it should be confirmed that the urinals bowls are of a type designed for low flushing frequency. This is to avoid standard urinals being specified and the flushing frequency being set low to reduce water demand; this can cause hygienic problems and unnecessary maintenance (avoided through proper specification and system set-up).
Note on B37: i.e. bush button or infrared detection on each urinal bowl operated after use.
Note on D45: Enter the full flow rate in litres per minute measured at a dynamic pressure of 3±0.2 bar (0.3±0.02 MPa) for high pressure (Type 1) taps, or at a dynamic pressure of 0.1±0.02 bar (0.01±0.002 MPa) for low pressure (Type 2) taps (BS EN 200:2008, sanitary tapware, single taps and combination taps for supply systems of type 1 and 2. General technical specifications) including any reductions achieved with flow restrictions. The calculation will make an adjustment of two-thirds maximum flow rate to account for the fact that taps will not to be run at full volume. Where the specified taps have a break point at the mid range of the flow (often referred to as 'click taps' or two stage mixer taps), the flow rate should be taken as the maximum flow rate quoted by the manufacturer of the lower range before the water break. This is typically 50 per cent of the flow rate, however this should not be assumed and manufacturer’s information must always be used.
Note on D46: Enter the flow rate of the shower at the outlet using cold water (T ≤ 30˚ C), in litres per minute measured at a dynamic pressure of 3±0.2 bar (0.3±0.02 MPa) for high pressure (Type 1) supply systems, or at a dynamic pressure of 0.1±0.05 bar (0.01±0.005 MPa) for low pressure (Type 2) supply systems (BS EN 1112:2008, Sanitary tapware. Shower outlets for sanitary tapware for water supply systems type 1 and 2. General technical specifications).Kitchen taps (maximum flow rate litres/min). Where a shower head delivers a range of flow rates, the average or typical flow rate should be used. Where a fitness/suite gym is specified, the default usage/person/day will adjust to account for shower use from this facility, this is in addition to the general default resulting from use of showers by cyclists.
Note on D47: Enter the flow rate of the shower at the outlet using cold water (T ≤ 30˚ C), in litres per minute measured at a dynamic pressure of 3±0.2 bar (0.3±0.02 MPa) for high pressure (Type 1) supply systems, or at a dynamic pressure of 0.1±0.05 bar (0.01±0.005 MPa) for low pressure (Type 2) supply systems (BS EN 1112:2008, Sanitary tapware. Shower outlets for sanitary tapware for water supply systems type 1 and 2. General technical specifications).Kitchen taps (maximum flow rate litres/min). Where a shower head delivers a range of flow rates, the average or typical flow rate should be used.
Note on D48: Enter the bath capacity to overflow. The calculation will use 40% of this volume for consumption. This is to reflect that a) users tend not to fill the bath to overflow and b) the buoyancy affect the user has on the actual volume of water required for a bath.
Note on D49: Enter the bath capacity to overflow. The calculation will use 40% of this volume for consumption. This is to reflect that a) users tend not to fill the bath to overflow and b) the buoyancy affect the user has on the actual volume of water required for a bath.
Note on B50: Only includes the fixed use consumed by staff, though the overall figure is litre/person/day, so is the consumption is divided by total number of building users (staff and customers). This total is fixed for both the actual specification and the standard specification, therefore the consumption from this use does not influence the achievement of BREEAM credits. It is included simply to give a more accurate reflection of the total water consumption for the building.
Note on B51: This accounts for water consumption, and therefore efficiency of components used for cleaning, e.g. utensils, crockery etc., in staff kitchenette areas. If this activity area does not exist in the building, then do not enter data in the relevant cells.
Note on D52: Enter the full flow rate in litres per minute measured at a dynamic pressure of 3±0.2 bar (0.3±0.02 MPa) for high pressure (Type 1) taps, or at a dynamic pressure of 0.1±0.02 bar (0.01±0.002 MPa) for low pressure (Type 2) taps (BS EN 200:2008, sanitary tapware, single taps and combination taps for supply systems of type 1 and 2. General technical specifications) including any reductions achieved with flow restrictions. The calculation will make an adjustment of two-thirds maximum flow rate to account for the fact that taps will not to be run at full volume. Where the specified taps have a break point at the mid range of the flow (often referred to as 'click taps' or two stage mixer taps), the flow rate should be taken as the maximum flow rate quoted by the manufacturer of the lower range before the water break. This is typically 50 per cent of the flow rate, however this should not be assumed and manufacturer’s information must always be used.
Note on D53: Dishwashers in staff kitchen area(s). Requires inclusion only where it is known that a dishwasher will be installed, as follows: Building end user/client known: The stakeholder confirms whether this component will be installed, where this is the case they must confirm intended specification which is then entered in the calculation. Where installation is confirmed, but litres/cycle for the dishwasher is not known/confirmed, then assume a default of 17 litres/cycle setting for the purpose of the calculation. Building/end user not known: The specification is determined on the basis of whether or not provision is made within the activity area for future installation i.e. dedicated fittings plumbed for water supply and waste extraction. Where this is the case, if a maximum allowable specification is not specified within a lease agreement (for a tenanted area), then assume a default of 17 litres/cycle for the purpose of the calculation. Where no provision is made for the future installation of this component type, then it can be assumed that it will not be specified (for BREEAM purposes) and a specification not entered within the calculation. Where manufacturers data specifies dishwasher water efficiency in litres/place setting, simply multiply this figure by the number of place settings the dishwasher is designed to accommodate per wash cycle to get the litres/cycle (water consumption) for the purpose of this calculation.
Note on D55: Enter the full flow rate in litres per minute measured at a dynamic pressure of 3±0.2 bar (0.3±0.02 MPa) for high pressure (Type 1) taps, or at a dynamic pressure of 0.1±0.02 bar (0.01±0.002 MPa) for low pressure (Type 2) taps (BS EN 200:2008, sanitary tapware, single taps and combination taps for supply systems of type 1 and 2. General technical specifications) including any reductions achieved with flow restrictions. The calculation assumes the component will be used at this maximum given the type of use i.e. no adjustment is made as per wash hand basin taps.
Note on D56: Usage factor for this component is based on a commercial dishwasher component. The default usage is set at quarter a rack of crockery per cover i.e. meal served. The number of covers is determined based on size of seated dining area.
Note on G107: The focus of this BREEAM issue is the performance of the buildings permanent domestic water consuming components. Where a greywater or rainwater system is specified, the yield from the system should be prioritised for such uses i.e. WC/Urinal flushing. However, where the building demonstrates that it has other consistent (i.e. daily) and equivalent levels of non potable water demand, and such demands are intrinsic to the building’s operation, then it is permissible for the demand from these non domestic uses to be counted i.e. the demand for rainwater/greywater yield from such systems/components can be used as well as, or instead of non potable water demand from the buildings WC/Urinal components. Examples of consistent and equivalent demands could include laundry use in hotels/multi-residential developments or horticultural uses in garden centres, botanical gardens and golf courses. Demand for general landscaping and ornamental planting irrigation are not considered equivalent by BREEAM.
Note on G109: Where other permissible components are the only components to demand greywater and/or rainwater yield then the figure here is equivalent to the total greywater and/or rainwater yield calculated using this methodology, but converted in to Litres/day from Litres/person/day. The conversion is to enable a comparison with the components actual/predicted water demand to determine the proportion of the yield that the component is likely to use. Where other permissible components demand greywater and/or rainwater yield in addition to demand from WC and/or urinals, the figure here is the sum of the total rainwater and/or greywater yield minus the demand from WC/urinal components. If the WC/urinal components already demand 100% of the yield then the figure here will be zero i.e. none of the yield is available to meet the other demand. Note: Even though in reality the actual building's other permissible components may use greywater and/or rainwater yield, if the available yield (as calculated by this methodology, using a default occupancy rate) is less than or equal to the demand from the WC/urinal components, then 100% of the yield will be attributed to that demand leaving zero yield for other uses.
Note on F126: Where greywater and/or rainwater systems are specified there is a minimum level of component efficiency that must be achieved to award 4 or 5 BREEAM credits and the exemplary level credit. This is to avoid awarding a higher number of BREEAM credits where performance from less efficient fittings is off-set by the specification of a greywater and/or rainwater collection system. The intention being to ensure demand reduction is prioritised before off-setting consumption. For the four and five BREEAM credit levels, where a greywater/rainwater system is specified/installed, the component specification must achieve a percentage reduction in water consumption (over the baseline specification) equivalent to that required for 2 credits i.e. a 25% improvement. Where this level is achieved, all of the total water demand met by greywater/rainwater sources can contribute to the overall percentage improvement required to achieve BREEAM credits. If it is not achieved, the percentage of greywater/rainwater allowable will be equivalent to the percentage improvement in water consumption achieved for the component specification (i.e. percentage improvement on the baseline specification). For example, if only a 20% improvement is achieved, and therefore the building is not meeting the 25% requirement, then only 20% of the water demand met via greywater/rainwater sources can be used to off-set water consumption from the microcomponents. This minimum requirement does not apply where only 1, 2 or 3 credits are sought or where no greywater/rainwater system is specified i.e. percentage improvement is based solely on the water efficiency of the microcomponent specification. Where this is the case, this box will state either "Not applicable" or "System not specified".
Note on P132: See comment in activity database under occupant density for this building area for explanation of how this figure is calculated.
Note on P133: See comment in activity database under occupant density for this building area for explanation of how this figure is calculated.

## Industrial calculator
BREEAM International 2016 / Version 6 Wat 01 Water consumption calculator - Industrial buildings
| Building details | [6 empty] | Key
Cells that are white with a black border require user input (data entry/option selection)
| Building name | [7 empty] | Cells that are light grey contain fixed data or a formula and do not require any user input
Cells that are dark grey are user input cells which are not applicable due to either building type or user input/option selection or default setting. Note these cells can change to ones requiring user input depending on the users option selection in other cells.
| BRE Assessment Reference No. | [6 empty] | >
| Precipitation zone: | Please select
| Building type | Description of building type |  | Default occupancy | Default annual days/operation | Default daily hours of operation
> | Please select | #N/A |  | Requires building information | #N/A | #N/A
[5 empty] | On average how many shifts are there likely to be during a single 24 hour period of operation? | Please select
| Main building activity areas | Description of activity area |  |  | Activity area present in building? | Net Floor Area (m2) | Note: the activity areas defined opposite are used to estimate the assessed building's default occupancy and therefore water consumption benchmark. These areas are chosen as they are deemed, by in large, to represent the permanently occupied spaces in the building and therefore reflect the number of building occupants/users. As a result it is not necessary to include all areas of the building that may be present, as the areas not defined are assumed to be used by the occupants of the building already accounted for by those areas that are listed.
> | Industrial - Process area | Main process based operational/manufacturing/workshop area |  |  | Please select
> | Industrial - Laboratory area | Large or small category 1 laboratory area. |  |  | Please select
> | Industrial - Warehouse storage | Permanently or intermittently occupied warehouse storage areas. |  |  | Please select
> | Industrial - Office areas | Cellular or open plan office space, including staff kitchen where present/adjacent and reception areas. Exlcude meeting rooms, visitor waiting or circulation areas. |  |  | Please select
> | Industrial - Staff canteen dining area | Seated dining areas that accompany a permanently staffed kitchen preparing food for consumption on the premises (excludes small un-staffed kitchen's used by office staff to re-heat food, make tea etc.) |  |  | Please select |  | Note: Only select this activity if there is a permanently staffed kitchen that will prepare hot and cold meals for the building's staff (and visitors). Enter the area of the seated dining area only (not kitchen/servery areas), this is used to estimate the number of covers per day for the restaurant and subsequently the number of kitchen staff and water consumption from food preparation activity area.
> | Industrial - Fitness suite/gym (with changing facility and showers) | A fitness suite or gym that is part of the office building/development and used by the building's employees only. The gym will have its own changing facility with showers. |  |  | Please select
[5 empty] | Will the staff restaurant operate for a 24hr period? | Please select
Water Consumption - Building Microcomponent
| WC component - all activity areas | units | Specification | Usage/person/day | Usage factor | Consumption (L/person/day) |  |  |  | WC component - all activity areas | Baseline Performance Specification | Usage/person/day | Usage factor | Baseline Consumption (L/person/day)
> | Please select | Effective flush volume (Litres) |  |  |  | Requires building information | Note: please seelct the relevant option for WC component opposite |  |  | Please select | 0 |  |  | 0
| WC - female | Effective flush volume (Litres) |  |  |  | Requires building information | Note: Where the WC facilities are non-gender specific, please still enter the WC specification against both WC male and WC female categories i.e. if there are two WCs with a 6 litre effective flush, then enter 6 litres against both male and female categories. The calculation will not double count water consumption in this instance as the consumption figure calculated for each WC component is adjusted by the ratio of male to female users for this building type. |  |  | WC - female | 0 |  |  | 0
| Urinal component - all activity areas | units | Specification | No. of cisterns | Flushing frequency (flushes/hour) | Consumption (L/person/day) |  |  |  | Urinal component - all activity areas | Baseline Performance Specification | Urinal consumption (L/bowl/day) | Urinal consumption (L/day) | Baseline Consumption (L/person/day)
| Automatically operated flushing cistern | Cistern capacity (Litres) |  | 5 | 2 | Requires building information |  |  |  | Automatically operated flushing cistern | 0 | #N/A | #N/A | #N/A
No. of urinal bowls
|  | units | Specification | Usage/person/day | Usage factor | Consumption (L/person/day) |  |  |  | Urinal component - all activity areas | Baseline Performance Specification | Usage/person/day | Usage factor | Baseline Consumption (L/person/day)
| Manual/automatic operated pressure flushing valve (all activity areas) | Flush volume (litres) |  |  |  | Requires building information | Note: This consumption total accounts for the ratio of male users for this building type i.e. the ratio of building users who will operate the flush. Where more than one type of urinal flushing control is specified in the building, this consumption figure is adjusted by a ratio of use. the ratio is determined according to the proportion of urinals bowls in the building operated using this type of control. |  |  | Manual/automatic operated pressure flushing valve (all activity areas) | 1.5 |  |  | #DIV/0!
No. of urinal bowls
|  | units | Specification | Usage/person/day | Usage factor | Consumption (L/person/day) |  |  |  | Urinal component - all activity areas | Baseline Performance Specification | Usage/person/day | Usage factor | Baseline Consumption (L/person/day)
> | Waterless urinals (all activity areas) | Flush volume (litres) | Please select |  |  | Requires building information |  |  |  | Waterless urinals (all activity areas) | 1.5 |  |  | #DIV/0!
No. of urinal bowls
|  | units | Specification | Usage/person/day | Usage factor | Consumption (L/person/day)
| Taps components (personal hygiene) - all activity areas | [8 empty] | Taps components (personal hygiene) - all activity areas | Baseline Performance Specification | Usage/person/day | Usage factor | Baseline Consumption (L/person/day)
| Wash hand basin taps | Flow rate (litres/min) |  |  |  | Requires building information |  |  |  | Wash hand basin taps | 0 |  |  | 0
| Shower use | Flow rate (litres/min) |  | 0.154 |  | Requires building information |  |  |  | Shower use | 0 | 0.154 |  | 0
Hide rows: N/A for offices | Shower use (bath present) | Flow rate (litres/min) |  | #N/A | #N/A | #N/A | Hide rows: N/A for offices |  |  | Shower use (bath present) | 0 | #N/A | #N/A | 0
Hide rows: N/A for offices | Bath use (no shower present) | Capacity to overflow (Litres) |  | #N/A | #N/A | #N/A | Hide rows: N/A for offices |  |  | Bath use (no shower present) | 0 | #N/A | #N/A | 0
Hide rows: N/A for offices | Bath use (shower present) | Capacity to overflow (Litres) |  | #N/A | #N/A | #N/A | Hide rows: N/A for offices |  |  | Bath use (shower present) | 0 | #N/A | #N/A | 0
| Fixed use - vessel filling | Litres/person/day | - | - | - | Requires building information |  |  |  | Fixed use - vessel filling | N/A | N/A | N/A | Requires building information
| Tap components (cleaning) - staff kitchenette | [8 empty] | Tap components (cleaning) - staff kitchenette
| Kitchen taps - kitchenette | Flow rate (litres/min) |  | 1 | 0.67 | Requires building information |  |  |  | Kitchen taps - kitchenette | 0 | 1 | 0.67 | 0
| Dishwasher | Litres/cycle |  | 0.04 | 1 | Requires building information |  |  |  | Dishwasher | 0 | 0.04 | 1 | 0
| Tap components (cleaning and food preparation) - staff canteen food preparation area | [8 empty] | Tap components (cleaning and food preparation) - canteen/restaurant
| Kitchen taps - pre-rinse nozzle | Flow rate (litres/min) |  | - | 60 | Requires building information |  |  |  | Kitchen taps - pre-rinse nozzle | 0 | - | 60 | 0
| Dishwasher | Litres/rack |  | - | 0.201 | Requires building information |  |  |  | Dishwasher | 0 | - | 0.201 | 0
| Waste disposal unit | Flow rate (litres/min) |  | - | 30 | Requires building information |  |  |  | Waste disposal unit | 0 | - | 30 | 0
N/A for Industrial | Washing machine | Litres/kg dry load |  | #N/A | #N/A | Requires building information | N/A for Industrial |  |  | Washing machine | 0 | #N/A | #N/A | 0
| Fixed use - food preparation | Litres/person/day | - | - | - | Requires building information |  |  |  | Fixed use - food preparation | N/A | - | N/A | Requires building information
| Fixed use - kitchen cleaning | Litres/person/day | - | - | - | Requires building information |  |  |  | Fixed use - kitchen cleaning | N/A | - | N/A | Requires building information
[6 empty] | Microcomponent Consumption (L/person/day) | Note: This total includes the contributions from fixed uses, including where applicable vessel filling, kitchen cleaning and food preparation. Default fixed use totals are included with the calculations to provide a more accurate reflection of the buildings total water consumption. The fixed use totals are not however included in the water consumption total used to determine the assessed buildings percentage improvement and the number of BREEAM credits achieved. The percentage improvement is based only on the consumption of water from uses that can be heavily influenced by the microcomponent specification e.g. WC flushing. | [6 empty] | Baseline Consumption (L/person/day)
[5 empty] | Total | Requires building information | [6 empty] | Total | #N/A
| Non Potable Water Yield - Greywater System | [12 empty] | Total from fixed uses
[13 empty] | Total | #VALUE!
> |  |  |  |  | Has, or will, the greywater system be specified and installed in compliance with BS8525-1:2010 Greywater Systems - Part 1 Code of Practice | Please select
|  | Greywater source (building components) |  | Greywater Collected | Proportion of components collected from (%) | Greywater yield (L/person/day)
|  | Wash hand basin taps |  |  |  | 0
|  | Showers |  |  |  | 0
|  | Kitchen taps - kitchenette |  |  |  | 0
|  | Dishwasher - staff kitchenette |  |  |  | 0
|  | Kitchen taps - pre-rinse nozzle |  |  |  | 0
|  | Dishwasher - food preparation area |  |  |  | 0
| Hide rows: N/A for offices | Bath |  |  |  | #N/A | Hide rows: N/A for offices
| Hide rows: N/A for offices | Washing machine |  |  |  | 0 | Hide rows: N/A for offices
|  | Greywater source (other components) | Typical greywater yield (litres) | Frequency of yield (days) | Greywater yield (litres/day) | Greywater yield (L/person/day)
|  | Other source of greywater |  |  |  | 0
Greywater yield (L/person/day)
[5 empty] | Total | Requires building information
Non Potable Water Yield - Rainwater System
> |  |  |  |  | Has, or will, the rainwater system be specified and installed in compliance with BS8515:2009 Rainwater Harvesting Systems - Code of practice | Please select
How has the storage capacity for the proposed system been calculated?
Rainwater yield if intermediate:
| Collection area (m2) | Rainfall (average mm/yr) | Hydraulic filter efficiency (%) | Yield co-efficient (%) | Annual rainwater yield (Litres) | Rainwater yield (L/person/day)
[5 empty] | 0 | Requires building information
Rainwater yield if detailed:
[5 empty] | Daily rainfall collection (litres) | Rainwater yield (L/person/day)
Requires building information
Non Potable Water Demand - Building Components
Greywater and/or rainwater yield (L/person/day)
[5 empty] | Total | Requires building information
|  |  | Component | Greywater and/or rainwater utilised for component | Proportion of components using greywater and/or rainwater yield (%) | Maximum permissible demand (L/person/day)
|  |  | WC flushing |  |  | 0
|  |  | Urinal flushing |  |  | 0
Demand met by yield (L/person/day)
[5 empty] | Total | 0
Other permissible components
Are there other permissible components present which demand greywater and/or rainwater yield?
Maximum permissible demand (L/day)
Requires building information
Proportion of maximum permissible demand utilised by other permissible components (%)
Demand met by yield (L/person/day)
[5 empty] | Total | Requires building information
Greywater and/or rainwater demand met by yield (L/person/day)
[5 empty] | Total | Requires building information
Water Consumption Calculation Results
[5 empty] | Litres/person/day | m3/person/yr
|  |  |  | Water consumption - modelled baseline performance benchmark (excludes fixed uses) | Requires building information | Requires building information
|  |  |  | Microcomponent Water consumption - modelled performance (excludes fixed uses) | Requires building information | Requires building information
|  |  |  | Modelled water demand met via greywater and rainwater sources | Requires building information | Requires building information |  |  |  | Greywater/rainwater data check |  |  |  | Precipitation zones
[10 empty] | #VALUE! | % actual improvement |  |  | Please select
|  |  |  | If greywater/rainwater systems specified has the minimum % efficiency improvement for component specifications been met | Requires building information | [8 empty] | Precipitation zone 1
[10 empty] | #VALUE! | Credits achieved |  |  | Precipitation zone 2
|  |  |  | Net modelled water consumption (excludes fixed uses) | Requires building information | Requires building information | [7 empty] | Precipitation zone 3
|  |  |  | Percentage improvement | Requires building information
|  |  |  | Total Wat 01 BREEAM credits achieved | Requires building information | [6 empty] | Please select | Please select | Please select | Please select | 0%
[11 empty] | Default occupancy rate | Waterless urinals - specified | Yes | WC - male (urinals installed) | BS8515 Intermediate approach | 1%
|  |  |  | Total Wat01 BREEAM Innovation credits achieved | Requires building information |  |  |  |  | Industrial - Process area | 0 | Waterless urinals - not specified | No | WC - male (no urinals installed) | BS8515 Detailed approach | 2%
[10 empty] | Industrial - Laboratory area | 0 |  | System not specified |  |  | 3%
|  |  |  | Key Performance Indicator - use of freshwater resource (includes fixed uses) | Requires building information | Requires building information |  |  |  | Industrial - Warehouse storage | 0 |  |  |  |  | 4%
[10 empty] | Industrial - Office areas | 0 |  |  | Please select |  | 5%
[10 empty] | Industrial - Staff canteen dining area | 0 |  | Not applicable | Industrial - 24hr x 7 day operation |  | 6%
[10 empty] | Industrial - Fitness suite/gym (with changing facility and showers) | 0 |  |  | Industrial - typical business hours of operation |  | 7%
[10 empty] | Total default occupancy | Requires building information |  | Requires building information |  |  | 8%
9%
[14 empty] | Please select |  | 10%
[14 empty] | 1 |  | 11%
[14 empty] | 2 |  | 12%
[14 empty] | 3 |  | 13%
[14 empty] | 4 |  | 14%
[14 empty] | 5 |  | 15%
16%
17%
18%
[10 empty] | Note: If greywater is collected from a component/source not accounted for above i.e. their consumption is not estimated, then the amount of greywater collected can be added here so that it may be accounted for. This can include wastewater from active hygiene flushing, i.e. a regular hygiene flushing programme to minimize poor water quality in a potable cold or hot water system. | [5 empty] | 19%
[10 empty] | Note: This consumption total accounts for the ratio of male users for this building type i.e. the ratio of building users who will operate the flush. Where more than one type of urinal flushing control is specified in the building, this consumption figure is adjusted by a ratio of use. the ratio is determined according to the proportion of urinals bowls in the building operated using this type of control. | [5 empty] | 20%
[10 empty] | Note: the number of shifts is used to estimate the building's total occupancy and therefore water consumption. If unknown at the time assessment, then assume three shifts for a single 24 hour period. | [5 empty] | 21%
[10 empty] | Note: Where waterless urinals are specified in the assessed building, for the purpose of the baseline benchmark standard 1.5 litre flush urinals are assumed. Where waterless urinals and another type of urinal flushing control is specified in the building, the baseline consumption figure calculated using a 1.5 litre default flush is adjusted by a ratio of use. The ratio is determined according to the proportion of urinals bowls in the building that are waterless. | [5 empty] | 22%
[10 empty] | Note: Please select the relevant option for waterless urinals specification opposite. | [5 empty] | 23%
24%
25%
26%
27%
28%
29%
30%
31%
32%
33%
34%
35%
36%
37%
38%
39%
40%
41%
42%
43%
44%
45%
46%
47%
48%
49%
50%
51%
52%
53%
54%
55%
56%
57%
58%
59%
60%
61%
62%
63%
64%
65%
66%
67%
68%
69%
70%
71%
72%
73%
74%
75%
76%
77%
78%
79%
80%
81%
82%
83%
84%
85%
86%
87%
88%
89%
90%
91%
92%
93%
94%
95%
96%
97%
98%
99%
100%
Note on B31: Includes standard automatic (timed) flush or infrared occupant sensing system linked to a cistern which flushes one or more urinal bowls.
Note on F31: Enter the number of times that the specified cistern will flush per hour (assuming the default period of operation for this building type, given above). Where infrared sensing flushing control or some form of mechanical flush control is specified, the frequency must be based on the pre-set flushing frequency (confirmed by the design team or building's end user). Alternatively, the flush controllers factory default setting or a default figure necessary to maintain compliance with the Water Supply (Water Fittings) Regulations can be used, as follows: 7.5 litres/hour/bowl where cistern serves two or more urinal bowls. Or 10 litres/hour/bowl where cistern serves only one urinal bowl. Where urinals are likely to go longer than 30 minutes without flushing after use it should be confirmed that the urinals bowls are of a type designed for low flushing frequency. This is to avoid standard urinals being specified and the flushing frequency being set low to reduce water demand; this can cause hygienic problems and unnecessary maintenance (avoided through proper specification and system set-up).
Note on B34: i.e. bush button or infrared detection on each urinal bowl operated after use.
Note on D42: Enter the full flow rate in litres per minute measured at a dynamic pressure of 3±0.2 bar (0.3±0.02 MPa) for high pressure (Type 1) taps, or at a dynamic pressure of 0.1±0.02 bar (0.01±0.002 MPa) for low pressure (Type 2) taps (BS EN 200:2008, sanitary tapware, single taps and combination taps for supply systems of type 1 and 2. General technical specifications) including any reductions achieved with flow restrictions. The calculation will make an adjustment of two-thirds maximum flow rate to account for the fact that taps will not to be run at full volume. Where the specified taps have a break point at the mid range of the flow (often referred to as 'click taps' or two stage mixer taps), the flow rate should be taken as the maximum flow rate quoted by the manufacturer of the lower range before the water break. This is typically 50 per cent of the flow rate, however this should not be assumed and manufacturer’s information must always be used.
Note on D43: Enter the flow rate of the shower at the outlet using cold water (T ≤ 30˚ C), in litres per minute measured at a dynamic pressure of 3±0.2 bar (0.3±0.02 MPa) for high pressure (Type 1) supply systems, or at a dynamic pressure of 0.1±0.05 bar (0.01±0.005 MPa) for low pressure (Type 2) supply systems (BS EN 1112:2008, Sanitary tapware. Shower outlets for sanitary tapware for water supply systems type 1 and 2. General technical specifications).Kitchen taps (maximum flow rate litres/min). Where a shower head delivers a range of flow rates, the average or typical flow rate should be used. Where a fitness/suite gym is specified, the default usage/person/day will adjust to account for shower use from this facility, this is in addition to the general default resulting from use of showers by cyclists.
Note on D44: Enter the flow rate of the shower at the outlet using cold water (T ≤ 30˚ C), in litres per minute measured at a dynamic pressure of 3±0.2 bar (0.3±0.02 MPa) for high pressure (Type 1) supply systems, or at a dynamic pressure of 0.1±0.05 bar (0.01±0.005 MPa) for low pressure (Type 2) supply systems (BS EN 1112:2008, Sanitary tapware. Shower outlets for sanitary tapware for water supply systems type 1 and 2. General technical specifications).Kitchen taps (maximum flow rate litres/min). Where a shower head delivers a range of flow rates, the average or typical flow rate should be used.
Note on D45: Enter the bath capacity to overflow. The calculation will use 40% of this volume for consumption. This is to reflect that a) users tend not to fill the bath to overflow and b) the buoyancy affect the user has on the actual volume of water required for a bath.
Note on D46: Enter the bath capacity to overflow. The calculation will use 40% of this volume for consumption. This is to reflect that a) users tend not to fill the bath to overflow and b) the buoyancy affect the user has on the actual volume of water required for a bath.
Note on B47: This fixed use is drinking water consumed by staff. Where a fitness suite/gym is also present, an allowance is made for the additional water consumed resulting from the provision of this facility on a per person basis for the whole building (hence why the additional amount is minor, as not all staff will use the facility). This total is fixed for both the actual specification and the standard specification, therefore the consumption from this use does not influence the achievement of BREEAM credits. It is included simply to give a more accurate reflection of the total water consumption for the building.
Note on B48: This accounts for water consumption, and therefore efficiency of components used for cleaning, e.g. utensils, crockery etc., in staff kitchenette areas. If this activity area does not exist in the building, then do not enter data in the relevant cells.
Note on D49: Enter the full flow rate in litres per minute measured at a dynamic pressure of 3±0.2 bar (0.3±0.02 MPa) for high pressure (Type 1) taps, or at a dynamic pressure of 0.1±0.02 bar (0.01±0.002 MPa) for low pressure (Type 2) taps (BS EN 200:2008, sanitary tapware, single taps and combination taps for supply systems of type 1 and 2. General technical specifications) including any reductions achieved with flow restrictions. The calculation will make an adjustment of two-thirds maximum flow rate to account for the fact that taps will not to be run at full volume. Where the specified taps have a break point at the mid range of the flow (often referred to as 'click taps' or two stage mixer taps), the flow rate should be taken as the maximum flow rate quoted by the manufacturer of the lower range before the water break. This is typically 50 per cent of the flow rate, however this should not be assumed and manufacturer’s information must always be used.
Note on D50: Dishwashers in staff kitchen area(s). Requires inclusion only where it is known that a dishwasher will be installed, as follows: Building end user/client known: The stakeholder confirms whether this component will be installed, where this is the case they must confirm intended specification which is then entered in the calculation. Where installation is confirmed, but litres/cycle for the dishwasher is not known/confirmed, then assume a default of 17 litres/cycle setting for the purpose of the calculation. Building/end user not known: The specification is determined on the basis of whether or not provision is made within the activity area for future installation i.e. dedicated fittings plumbed for water supply and waste extraction. Where this is the case, if a maximum allowable specification is not specified within a lease agreement (for a tenanted area), then assume a default of 17 litres/cycle for the purpose of the calculation. Where no provision is made for the future installation of this component type, then it can be assumed that it will not be specified (for BREEAM purposes) and a specification not entered within the calculation. Where manufacturers data specifies dishwasher water efficiency in litres/place setting, simply multiply this figure by the number of place settings the dishwasher is designed to accommodate per wash cycle to get the litres/cycle (water consumption) for the purpose of this calculation.
Note on D52: Enter the full flow rate in litres per minute measured at a dynamic pressure of 3±0.2 bar (0.3±0.02 MPa) for high pressure (Type 1) taps, or at a dynamic pressure of 0.1±0.02 bar (0.01±0.002 MPa) for low pressure (Type 2) taps (BS EN 200:2008, sanitary tapware, single taps and combination taps for supply systems of type 1 and 2. General technical specifications) including any reductions achieved with flow restrictions. The calculation assumes the component will be used at this maximum given the type of use i.e. no adjustment is made as per wash hand basin taps.
Note on D53: Usage factor for this component is based on a commercial dishwasher component. The default usage is set at quarter a rack of crockery per cover i.e. meal served. The number of covers is determined based on size of seated dining area.
Note on G104: The focus of this BREEAM issue is the performance of the buildings permanent domestic water consuming components. Where a greywater or rainwater system is specified, the yield from the system should be prioritised for such uses i.e. WC/Urinal flushing. However, where the building demonstrates that it has other consistent (i.e. daily) and equivalent levels of non potable water demand, and such demands are intrinsic to the building’s operation, then it is permissible for the demand from these non domestic uses to be counted i.e. the demand for rainwater/greywater yield from such systems/components can be used as well as, or instead of non potable water demand from the buildings WC/Urinal components. Examples of consistent and equivalent demands could include laundry use in hotels/multi-residential developments or horticultural uses in garden centres, botanical gardens and golf courses. Demand for general landscaping and ornamental planting irrigation are not considered equivalent by BREEAM.
Note on G106: Where other permissible components are the only components to demand greywater and/or rainwater yield then the figure here is equivalent to the total greywater and/or rainwater yield calculated using this methodology, but converted in to Litres/day from Litres/person/day. The conversion is to enable a comparison with the components actual/predicted water demand to determine the proportion of the yield that the component is likely to use. Where other permissible components demand greywater and/or rainwater yield in addition to demand from WC and/or urinals, the figure here is the sum of the total rainwater and/or greywater yield minus the demand from WC/urinal components. If the WC/urinal components already demand 100% of the yield then the figure here will be zero i.e. none of the yield is available to meet the other demand. Note: Even though in reality the actual building's other permissible components may use greywater and/or rainwater yield, if the available yield (as calculated by this methodology, using a default occupancy rate) is less than or equal to the demand from the WC/urinal components, then 100% of the yield will be attributed to that demand leaving zero yield for other uses.
Note on F123: Where greywater and/or rainwater systems are specified there is a minimum level of component efficiency that must be achieved to award 4 or 5 BREEAM credits and the exemplary level credit. This is to avoid awarding a higher number of BREEAM credits where performance from less efficient fittings is off-set by the specification of a greywater and/or rainwater collection system. The intention being to ensure demand reduction is prioritised before off-setting consumption. For the four and five BREEAM credit levels, where a greywater/rainwater system is specified/installed, the component specification must achieve a percentage reduction in water consumption (over the baseline specification) equivalent to that required for 2 credits i.e. a 25% improvement. Where this level is achieved, all of the total water demand met by greywater/rainwater sources can contribute to the overall percentage improvement required to achieve BREEAM credits. If it is not achieved, the percentage of greywater/rainwater allowable will be equivalent to the percentage improvement in water consumption achieved for the component specification (i.e. percentage improvement on the baseline specification). For example, if only a 20% improvement is achieved, and therefore the building is not meeting the 25% requirement, then only 20% of the water demand met via greywater/rainwater sources can be used to off-set water consumption from the microcomponents. This minimum requirement does not apply where only 1, 2 or 3 credits are sought or where no greywater/rainwater system is specified i.e. percentage improvement is based solely on the water efficiency of the microcomponent specification. Where this is the case, this box will state either "Not applicable" or "System not specified".
Note on O136: See activity database note for reason why this is zero

## Education calculator
BREEAM International 2016 / Version 6 Wat 01 Water consumption calculator - Education buildings
| Building details | [6 empty] | Key
Cells that are white with a black border require user input (data entry/option selection)
| Building name | [7 empty] | Cells that are light grey contain fixed data or a formula and do not require any user input
Cells that are dark grey are user input cells which are not applicable due to either building type or user input/option selection or default setting. Note these cells can change to ones requiring user input depending on the users option selection in other cells.
| BRE Assessment Reference No. | [6 empty] | > | A red arrow indicates that option selection or mandatory data entry is required in one of the cells on the row where this arrow appears. Without appropriate selection/data the calculator will not be able to determine the number of BREEAM credits. Where the term "Requires building information" appears check to make sure there are no red arrows indicating an absence of option selection or data entry.
| Precipitation zone: | Please select
| Building type | Description of building type |  | Default building occupancy | Default annual days/operation | Default daily hours of operation
| Education - Higher education institutions | Non-residential higher education learning resource centres/teaching facility only |  | Requires building information | 195 | 10
| Main building activity areas | Description of activity area |  |  | Activity area present in building? | Net Floor Area (m2) | Note: the activity areas defined opposite are used to estimate the assessed building's default occupancy and therefore water consumption benchmark. These areas are chosen as they are deemed, by in large, to represent the permanently occupied spaces in the building and therefore reflect the number of building occupants/users. As a result it is not necessary to include all areas of the building that may be present, as the areas not defined are assumed to be used by the occupants of the building already accounted for by those areas that are listed.
> | Education - Seminar rooms/areas | Include seminar rooms/spaces and write-up rooms/spaces i.e. areas where students and lecturers gather for seminars/write-up. Exclude lecture theatres, labs, workshops and library/learning resource area. |  |  | Please select
> | Education - Staff office and adminstration areas | Cellular or open plan office space, including staff rooms and staff kitchen where present/adjacent and reception areas (including library reception desk areas if present). Exlcudes meeting rooms, visitor waiting or circulation areas and other such spaces not permanently occupied. |  |  | Please select
> | Education - Common room | Student common room. |  |  | Please select
> | Education - dining area | Seated dining areas that accompany a permanently staffed kitchen preparing food for consumption on the premises (excludes small un-staffed kitchen's used by staff to re-heat food, make tea etc.) |  |  | Please select |  | Note: Only select this activity if there is a permanently staffed kitchen that will prepare hot and cold meals for the building's staff/students/pupils. Enter the area of the seated dining area only (not kitchen/servery areas), this is used to estimate the number of covers per day and subsequently the default number of kitchen staff and water consumption from food preparation activity area. If an assembly hall is used as a dining area, then enter the area of the assembly hall used for dining against this function.
> | Sporting facility with changing rooms and showers | Changing facility with showers, used by students and/or staff, linked to a sporting/fitness facility e.g. gym, that is part of the assessed building. |  |  | Please select
> | Education - Lecture theatre | Lecture theatre with permanent seating and/or stage used by lecturers and/or for staged performances. |  |  | Please select
> | Education - Study area | Study/write-up area in sixth form, further and/or Higer Education colleges. |  |  | Please select
> | Education - Workshop | Small scale workshop type space used for practical/vocational demonstrations/learning. |  |  | Please select
> | Education - Information Technology space | Laboratory/room containing I.T equipment and used for teaching/research related to information technology |  |  | Please select
> | Education - Laboratory | Laboratory space for teaching/learning related to science based subjects. |  |  | Please select
Water Consumption - Building Microcomponent
| WC component - all activity areas | units | Specification | Usage/person/day | Usage factor | Consumption (L/person/day) |  |  |  | WC component - all activity areas | Baseline Performance Specification | Usage/person/day | Usage factor | Baseline Consumption (L/person/day)
> | Please select | Effective flush volume (Litres) |  | Requires building information | 1 | Requires building information | Note: please seelct the relevant option for WC component opposite |  |  | Please select | 0 | Requires building information | 1 | 0
| WC - female | Effective flush volume (Litres) |  | 4 | 1 | 0 | Note: Where the WC facilities are non-gender specific, please still enter the WC specification against both WC male and WC female categories i.e. if there are two WCs with a 6 litre effective flush, then enter 6 litres against both male and female categories. The calculation will not double count water consumption in this instance as the consumption figure calculated for each WC component is adjusted by the ratio of male to female users for this building type. |  |  | WC - female | 0 | 4 | 1 | 0
| Urinal component - all activity areas | units | Specification | No. of cisterns | Flushing frequency (flushes/hour) | Consumption (L/person/day) |  |  |  | Urinal component - all activity areas | Baseline Performance Specification | Urinal consumption (L/bowl/day) | Urinal consumption (L/day) | Baseline Consumption (L/person/day)
| Automatically operated flushing cistern | Cistern capacity (Litres) |  | 1 | 6 | 0 |  |  |  | Automatically operated flushing cistern | 0 | 0 | 0 | #DIV/0!
No. of urinal bowls
|  | units | Specification | Usage/person/day | Usage factor | Consumption (L/person/day) |  |  |  | Urinal component - all activity areas | Baseline Performance Specification | Usage/person/day | Usage factor | Baseline Consumption (L/person/day)
| Manual/automatic operated pressure flushing valve (all activity areas) | Flush volume (litres) |  | 3 | 1 | 0 | Note: This consumption total accounts for the ratio of male users for this building type i.e. the ratio of building users who will operate the flush. Where more than one type of urinal flushing control is specified in the building, this consumption figure is adjusted by a ratio of use. the ratio is determined according to the proportion of urinals bowls in the building operated using this type of control. |  |  | Manual/automatic operated pressure flushing valve (all activity areas) | 1.5 | 3 | 1 | #DIV/0!
No. of urinal bowls
|  | units | Specification | Usage/person/day | Usage factor | Consumption (L/person/day) |  |  |  | Urinal component - all activity areas | Baseline Performance Specification | Usage/person/day | Usage factor | Baseline Consumption (L/person/day)
> | Waterless urinals (all activity areas) | Flush volume (litres) | Please select | 3 | 1 | 0 |  |  |  | Waterless urinals (all activity areas) | 1.5 | 3 | 1 | #DIV/0!
No. of urinal bowls
|  | units | Specification | Usage/person/day | Usage factor | Consumption (L/person/day)
| Taps components (personal hygiene) - all activity areas | [8 empty] | Taps components (personal hygiene) - all activity areas | Baseline Performance Specification | Usage/person/day | Usage factor | Baseline Consumption (L/person/day)
| Wash hand basin taps | Flow rate (litres/min) |  | 4 | 0.25 | 0 |  |  |  | Wash hand basin taps | 0 | 4 | 0.25 | 0
| Shower use | Flow rate (litres/min) |  | 0.03 | 5.6 | 0 |  |  |  | Shower use | 0 | 0.03 | 5.6 | 0
Hide rows: N/A for schools | Shower use (bath present) | Flow rate (litres/min) |  | N/A | 4.37 | 0 | Hide rows: N/A for schools |  |  | Shower use (bath present) | 0 | N/A | 4.37 | 0
Hide rows: N/A for schools | Bath use (no shower present) | Capacity to overflow (Litres) |  | N/A | 1 | 0 | Hide rows: N/A for schools |  |  | Bath use (no shower present) | 0 | N/A | 1 | 0
Hide rows: N/A for schools | Bath use (shower present) | Capacity to overflow (Litres) |  | N/A | 1 | 0 | Hide rows: N/A for schools |  |  | Bath use (shower present) | 0 | N/A | 1 | 0
| Fixed use - vessel filling | Litres/person/day | - | - | - | Requires building information |  |  |  | Fixed use - vessel filling | N/A | N/A | N/A | 0
| Tap components (cleaning) - staff kitchenette | [8 empty] | Tap components (cleaning) - staff kitchenette
| Kitchen taps - kitchenette | Flow rate (litres/min) |  | 0.061 | 0.67 | 0 |  |  |  | Kitchen taps - kitchenette | 0 | 0.061 | 0.67 | 0
| Dishwasher | Litres/cycle |  | 0.0025 | 1 | 0 |  |  |  | Dishwasher | 0 | 0.0025 | 1 | 0
| Tap components (cleaning and food preparation) - school canteen food preparation area | [8 empty] | Tap components (cleaning and food preparation) - canteen/restaurant
| Kitchen taps - pre-rinse nozzle | Flow rate (litres/min) |  | - | 60 | Requires building information |  |  |  | Kitchen taps - pre-rinse nozzle | 0 | - | 60 | 0
| Dishwasher | Litres/rack |  | - | 0.248 | Requires building information |  |  |  | Dishwasher | 0 | - | 0.248 | 0
| Waste disposal unit | Flow rate (litres/min) |  | - | 30 | Requires building information |  |  |  | Waste disposal unit | 0 | - | 30 | 0
Hide rows: N/A for schools | Washing machine | Litres/kg dry load |  | N/A | - | 0 | Hide rows: N/A for schools |  |  | Washing machine | 0 | N/A | - | 0
| Fixed use - food preparation | Litres/person/day | - | - | - | 0 |  |  |  | Fixed use - food preparation | N/A | - | N/A | 0
| Fixed use - kitchen cleaning | Litres/person/day | - | - | - | 0 |  |  |  | Fixed use - kitchen cleaning | N/A | - | N/A | 0
[6 empty] | Microcomponent Consumption (L/person/day) | Note: This total includes the contributions from fixed uses, including where applicable vessel filling, kitchen cleaning and food preparation. Default fixed use totals are included with the calculations to provide a more accurate reflection of the buildings total water consumption. The fixed use totals are not however included in the water consumption total used to determine the assessed buildings percentage improvement and the number of BREEAM credits achieved. The percentage improvement is based only on the consumption of water from uses that can be heavily influenced by the microcomponent specification e.g. WC flushing. | [6 empty] | Baseline Consumption (L/person/day)
[5 empty] | Total | Requires building information | [6 empty] | Total | #DIV/0!
| Non Potable Water Yield - Greywater System | [12 empty] | Total from fixed uses
[13 empty] | Total | 0
[5 empty] | Has, or will, the greywater system be specified and installed? | Yes
|  | Greywater source (building components) |  | Greywater Collected | Proportion of components collected from (%) | Greywater yield (L/person/day)
| > | Wash hand basin taps |  |  |  | 0
| > | Showers |  |  |  | 0
| > | Kitchen taps - kitchenette |  |  |  | 0
| > | Dishwasher - staff kitchenette |  |  |  | 0
|  | Kitchen taps - pre-rinse nozzle |  |  |  | 0
|  | Dishwasher - food preparation area |  |  |  | 0
|  | Bath |  |  |  | 0
|  | Washing machine |  |  |  | 0
|  | Greywater source (other components) | Typical greywater yield (litres) | Frequency of yield (days) | Greywater yield (litres/day) | Greywater yield (L/person/day) | Note: If greywater is collected from a component/source not accounted for above i.e. their consumption is not estimated, then the amount of greywater collected can be added here so that it may be accounted for. This can include wastewater from active hygiene flushing, i.e. a regular hygiene flushing programme to minimize poor water quality in a potable cold or hot water system.
|  | Other source of greywater |  |  |  | 0
Greywater yield (L/person/day)
[5 empty] | Total | 0
Non Potable Water Yield - Rainwater System
> |  |  |  |  | Has, or will, the rainwater system be specified and installed? | Please select
[5 empty] | How has the storage capacity for the proposed system been calculated? | BS8515 Intermediate approach
Rainwater yield if intermediate:
| Collection area (m2) | Rainfall (average mm/yr) | Hydraulic filter efficiency (%) | Yield co-efficient (%) | Annual rainwater yield (Litres) | Rainwater yield (L/person/day)
| 500000 | 100 | 95% | 95% | 45125000 | Requires building information
Rainwater yield if detailed:
[5 empty] | Daily rainfall collection (litres) | Rainwater yield (L/person/day)
0
Non Potable Water Demand - Building Components
Greywater and/or rainwater yield (L/person/day)
[5 empty] | Total | Requires building information
|  |  | Component | Greywater and/or rainwater utilised for component | Proportion of components using greywater and/or rainwater yield (%) | Maximum permissible demand (L/person/day)
|  | > | WC flushing |  |  | 0
|  | > | Urinal flushing |  |  | 0
Demand met by yield (L/person/day)
[5 empty] | Total | 0
Other permissible components
|  | > |  |  | Are there other permissible components present which demand greywater and/or rainwater yield? | Please select
Maximum permissible demand (L/day)
Requires building information
[5 empty] | Proportion of maximum permissible demand utilised by other permissible components (%) | 68%
Demand met by yield (L/person/day)
[5 empty] | Total | Requires building information
Greywater and/or rainwater demand met by yield (L/person/day)
[5 empty] | Total | Requires building information
Water Consumption Calculation Results
[5 empty] | Litres/person/day | m3/person/yr
|  |  |  | Water consumption - modelled baseline performance benchmark (excludes fixed uses) | Requires building information | Requires building information
Precipitation zones
|  |  |  | Microcomponent Water consumption - modelled performance (excludes fixed uses) | Requires building information | Requires building information |  |  |  | Greywater/rainwater data check |  |  |  | Please select
[10 empty] | #VALUE! | % actual improvement |  |  | Precipitation zone 1
|  |  |  | Modelled water demand met via greywater and rainwater sources | Requires building information | Requires building information | [7 empty] | Precipitation zone 2
[10 empty] | #VALUE! | Credits achieved |  |  | Precipitation zone 3
|  |  |  | If greywater/rainwater systems specified has the minimum % efficiency improvement for component specifications been met | Requires building information
|  |  |  | Net modelled water consumption (excludes fixed uses) | Requires building information | Requires building information
|  |  |  | Percentage improvement | Requires building information | [6 empty] | Please select | Please select | Please select | Please select | 0%
[11 empty] | Default occupancy rate | Waterless urinals - specified | Yes | WC - male (urinals installed) | BS8515 Intermediate approach | 1%
|  |  |  | Total Wat 01 BREEAM credits achieved | Requires building information |  |  |  |  | Education - Seminar rooms/areas | 0 | Waterless urinals - not specified | No | WC - male (no urinals installed) | BS8515 Detailed approach | 2%
[10 empty] | Education - Staff office and adminstration areas | 0 |  | System not specified |  |  | 3%
|  |  |  | Total Wat01 BREEAM Innovation credits achieved | Requires building information |  |  |  |  | Education - Common room | 0 |  |  | Please select |  | 4%
[10 empty] | Education - dining area | 0 |  |  | Education - Pre-schools |  | 5%
|  |  |  | Key Performance Indicator - use of freshwater resource (includes fixed uses) | Requires building information | Requires building information |  |  |  | Sporting facility with changing rooms and showers | 0 |  | Not applicable | Education - Schools and colleges |  | 6%
[10 empty] | Education - Lecture theatre | 0 |  |  | Education - Universities |  | 7%
[10 empty] | Education - Study area | 0 |  | Requires building information | Education - Higher education institutions |  | 8%
[10 empty] | Education - Workshop | 0 |  |  |  |  | 9%
[10 empty] | Education - Information Technology space | 0 |  |  |  |  | 10%
[10 empty] | Education - Laboratory | 0 |  |  |  |  | 11%
[10 empty] | Total default occupancy | 0 |  |  |  |  | 12%
13%
14%
15%
16%
17%
18%
19%
20%
21%
[10 empty] | Note: If greywater is collected from a component/source not accounted for above i.e. their consumption is not estimated, then the amount of greywater collected can be added here so that it may be accounted for. This can include wastewater from active hygiene flushing, i.e. a regular hygiene flushing programme to minimize poor water quality in a potable cold or hot water system. | [5 empty] | 22%
[10 empty] | Note: This consumption total accounts for the ratio of male users for this building type i.e. the ratio of building users who will operate the flush. Where more than one type of urinal flushing control is specified in the building, this consumption figure is adjusted by a ratio of use. the ratio is determined according to the proportion of urinals bowls in the building operated using this type of control. | [5 empty] | 23%
[10 empty] | Note: Where waterless urinals are specified in the assessed building, for the purpose of the baseline benchmark standard 1.5 litre flush urinals are assumed. Where waterless urinals and another type of urinal flushing control is specified in the building, the baseline consumption figure calculated using a 1.5 litre default flush is adjusted by a ratio of use. The ratio is determined according to the proportion of urinals bowls in the building that are waterless. | [5 empty] | 24%
[10 empty] | Note: Please select the relevant option for waterless urinals specification opposite. | [5 empty] | 25%
26%
27%
28%
29%
30%
31%
32%
33%
34%
35%
36%
37%
38%
39%
40%
41%
42%
43%
44%
45%
46%
47%
48%
49%
50%
51%
52%
53%
54%
55%
56%
57%
58%
59%
60%
61%
62%
63%
64%
65%
66%
67%
68%
69%
70%
71%
72%
73%
74%
75%
76%
77%
78%
79%
80%
81%
82%
83%
84%
85%
86%
87%
88%
89%
90%
91%
92%
93%
94%
95%
96%
97%
98%
99%
100%
Note on B34: Includes standard automatic (timed) flush or infrared occupant sensing system linked to a cistern which flushes one or more urinal bowls.
Note on F34: Enter the number of times that the specified cistern will flush per hour (assuming the default period of operation for this building type, given above). Where infrared sensing flushing control or some form of mechanical flush control is specified, the frequency must be based on the pre-set flushing frequency (confirmed by the design team or building's end user). Alternatively, the flush controllers factory default setting or a default figure necessary to maintain compliance with the Water Supply (Water Fittings) Regulations can be used, as follows: 7.5 litres/hour/bowl where cistern serves two or more urinal bowls. Or 10 litres/hour/bowl where cistern serves only one urinal bowl. Where urinals are likely to go longer than 30 minutes without flushing after use it should be confirmed that the urinals bowls are of a type designed for low flushing frequency. This is to avoid standard urinals being specified and the flushing frequency being set low to reduce water demand; this can cause hygienic problems and unnecessary maintenance (avoided through proper specification and system set-up).
Note on B37: i.e. bush button or infrared detection on each urinal bowl operated after use.
Note on D45: Enter the full flow rate in litres per minute measured at a dynamic pressure of 3±0.2 bar (0.3±0.02 MPa) for high pressure (Type 1) taps, or at a dynamic pressure of 0.1±0.02 bar (0.01±0.002 MPa) for low pressure (Type 2) taps (BS EN 200:2008, sanitary tapware, single taps and combination taps for supply systems of type 1 and 2. General technical specifications) including any reductions achieved with flow restrictions. The calculation will make an adjustment of two-thirds maximum flow rate to account for the fact that taps will not to be run at full volume. Where the specified taps have a break point at the mid range of the flow (often referred to as 'click taps' or two stage mixer taps), the flow rate should be taken as the maximum flow rate quoted by the manufacturer of the lower range before the water break. This is typically 50 per cent of the flow rate, however this should not be assumed and manufacturer’s information must always be used.
Note on D46: Enter the flow rate of the shower at the outlet using cold water (T ≤ 30˚ C), in litres per minute measured at a dynamic pressure of 3±0.2 bar (0.3±0.02 MPa) for high pressure (Type 1) supply systems, or at a dynamic pressure of 0.1±0.05 bar (0.01±0.005 MPa) for low pressure (Type 2) supply systems (BS EN 1112:2008, Sanitary tapware. Shower outlets for sanitary tapware for water supply systems type 1 and 2. General technical specifications).Kitchen taps (maximum flow rate litres/min). Where a shower head delivers a range of flow rates, the average or typical flow rate should be used. Where a fitness/suite gym is specified, the default usage/person/day will adjust to account for shower use from this facility, this is in addition to the general default resulting from use of showers by cyclists.
Note on D47: Enter the flow rate of the shower at the outlet using cold water (T ≤ 30˚ C), in litres per minute measured at a dynamic pressure of 3±0.2 bar (0.3±0.02 MPa) for high pressure (Type 1) supply systems, or at a dynamic pressure of 0.1±0.05 bar (0.01±0.005 MPa) for low pressure (Type 2) supply systems (BS EN 1112:2008, Sanitary tapware. Shower outlets for sanitary tapware for water supply systems type 1 and 2. General technical specifications).Kitchen taps (maximum flow rate litres/min). Where a shower head delivers a range of flow rates, the average or typical flow rate should be used.
Note on D48: Enter the bath capacity to overflow. The calculation will use 40% of this volume for consumption. This is to reflect that a) users tend not to fill the bath to overflow and b) the buoyancy affect the user has on the actual volume of water required for a bath.
Note on D49: Enter the bath capacity to overflow. The calculation will use 40% of this volume for consumption. This is to reflect that a) users tend not to fill the bath to overflow and b) the buoyancy affect the user has on the actual volume of water required for a bath.
Note on B50: This fixed use is drinking water consumed by staff. Where a sports facility is also present, an allowance is made for the additional water consumed resulting from the provision of this facility on a per person basis for the whole building. This total is fixed for both the actual specification and the standard specification, therefore the consumption from this use does not influence the achievement of BREEAM credits. It is included simply to give a more accurate reflection of the total water consumption for the building.
Note on B51: This accounts for water consumption, and therefore efficiency of components used for cleaning, e.g. utensils, crockery etc., in staff kitchenette areas. If this activity area does not exist in the building, then do not enter data in the relevant cells.
Note on D52: Enter the full flow rate in litres per minute measured at a dynamic pressure of 3±0.2 bar (0.3±0.02 MPa) for high pressure (Type 1) taps, or at a dynamic pressure of 0.1±0.02 bar (0.01±0.002 MPa) for low pressure (Type 2) taps (BS EN 200:2008, sanitary tapware, single taps and combination taps for supply systems of type 1 and 2. General technical specifications) including any reductions achieved with flow restrictions. The calculation will make an adjustment of two-thirds maximum flow rate to account for the fact that taps will not to be run at full volume. Where the specified taps have a break point at the mid range of the flow (often referred to as 'click taps' or two stage mixer taps), the flow rate should be taken as the maximum flow rate quoted by the manufacturer of the lower range before the water break. This is typically 50 per cent of the flow rate, however this should not be assumed and manufacturer’s information must always be used.
Note on D53: Dishwashers in staff kitchen area(s). Requires inclusion only where it is known that a dishwasher will be installed, as follows: Building end user/client known: The stakeholder confirms whether this component will be installed, where this is the case they must confirm intended specification which is then entered in the calculation. Where installation is confirmed, but litres/cycle for the dishwasher is not known/confirmed, then assume a default of 17 litres/cycle setting for the purpose of the calculation. Building/end user not known: The specification is determined on the basis of whether or not provision is made within the activity area for future installation i.e. dedicated fittings plumbed for water supply and waste extraction. Where this is the case, if a maximum allowable specification is not specified within a lease agreement (for a tenanted area), then assume a default of 17 litres/cycle for the purpose of the calculation. Where no provision is made for the future installation of this component type, then it can be assumed that it will not be specified (for BREEAM purposes) and a specification not entered within the calculation. Where manufacturers data specifies dishwasher water efficiency in litres/place setting, simply multiply this figure by the number of place settings the dishwasher is designed to accommodate per wash cycle to get the litres/cycle (water consumption) for the purpose of this calculation.
Note on D55: Enter the full flow rate in litres per minute measured at a dynamic pressure of 3±0.2 bar (0.3±0.02 MPa) for high pressure (Type 1) taps, or at a dynamic pressure of 0.1±0.02 bar (0.01±0.002 MPa) for low pressure (Type 2) taps (BS EN 200:2008, sanitary tapware, single taps and combination taps for supply systems of type 1 and 2. General technical specifications) including any reductions achieved with flow restrictions. The calculation assumes the component will be used at this maximum given the type of use i.e. no adjustment is made as per wash hand basin taps.
Note on D56: Usage factor for this component is based on a commercial dishwasher component. The default usage is set at quarter a rack of crockery per cover i.e. meal served. The number of covers is determined based on size of seated dining area.
Note on G107: The focus of this BREEAM issue is the performance of the buildings permanent domestic water consuming components. Where a greywater or rainwater system is specified, the yield from the system should be prioritised for such uses i.e. WC/Urinal flushing. However, where the building demonstrates that it has other consistent (i.e. daily) and equivalent levels of non potable water demand, and such demands are intrinsic to the building’s operation, then it is permissible for the demand from these non domestic uses to be counted i.e. the demand for rainwater/greywater yield from such systems/components can be used as well as, or instead of non potable water demand from the buildings WC/Urinal components. Examples of consistent and equivalent demands could include laundry use in hotels/multi-residential developments or horticultural uses in garden centres, botanical gardens and golf courses. Demand for general landscaping and ornamental planting irrigation are not considered equivalent by BREEAM.
Note on G109: Where other permissible components are the only components to demand greywater and/or rainwater yield then the figure here is equivalent to the total greywater and/or rainwater yield calculated using this methodology, but converted in to Litres/day from Litres/person/day. The conversion is to enable a comparison with the components actual/predicted water demand to determine the proportion of the yield that the component is likely to use. Where other permissible components demand greywater and/or rainwater yield in addition to demand from WC and/or urinals, the figure here is the sum of the total rainwater and/or greywater yield minus the demand from WC/urinal components. If the WC/urinal components already demand 100% of the yield then the figure here will be zero i.e. none of the yield is available to meet the other demand. Note: Even though in reality the actual building's other permissible components may use greywater and/or rainwater yield, if the available yield (as calculated by this methodology, using a default occupancy rate) is less than or equal to the demand from the WC/urinal components, then 100% of the yield will be attributed to that demand leaving zero yield for other uses.
Note on F126: Where greywater and/or rainwater systems are specified there is a minimum level of component efficiency that must be achieved to award 4 or 5 BREEAM credits and the exemplary level credit. This is to avoid awarding a higher number of BREEAM credits where performance from less efficient fittings is off-set by the specification of a greywater and/or rainwater collection system. The intention being to ensure demand reduction is prioritised before off-setting consumption. For the four and five BREEAM credit levels, where a greywater/rainwater system is specified/installed, the component specification must achieve a percentage reduction in water consumption (over the baseline specification) equivalent to that required for 2 credits i.e. a 25% improvement. Where this level is achieved, all of the total water demand met by greywater/rainwater sources can contribute to the overall percentage improvement required to achieve BREEAM credits. If it is not achieved, the percentage of greywater/rainwater allowable will be equivalent to the percentage improvement in water consumption achieved for the component specification (i.e. percentage improvement on the baseline specification). For example, if only a 20% improvement is achieved, and therefore the building is not meeting the 25% requirement, then only 20% of the water demand met via greywater/rainwater sources can be used to off-set water consumption from the microcomponents. This minimum requirement does not apply where only 1, 2 or 3 credits are sought or where no greywater/rainwater system is specified i.e. percentage improvement is based solely on the water efficiency of the microcomponent specification. Where this is the case, this box will state either "Not applicable" or "System not specified".
Note on O135: This figure is the kitchen staff. See activity database for description of how this calculation works

## Other building type calculator
BREEAM International 2016 / Version 6 Wat 01 Water consumption calculator - Other building types
Key
Cells that are white with a black border require user input (data entry/option selection)
| Please select the option that best defines the building type being assessed |  | Hotels and Residential institutions - Short term stay |  |  |  | Please specify/describe the building type being assessed: | [9 empty] | Cells that are light grey contain fixed data or a formula and do not require any user input
|  | Precipitation zone: | Please select
|  | Are urinals specified in this residential building type? | No | What is the proportion of urinals to WCs (%) |  |  | 0% | [9 empty] | Cells that are dark grey are user input cells which are not applicable due to either building type or user input/option selection or default setting. Note these cells can change to ones requiring user input depending on the users option selection in other cells.
|  | Please confirm the shower/bath arrangement for this residential building type | Shower only | [12 empty] | > | A red arrow indicates that option selection or mandatory data entry is required in one of the cells on the row where this arrow appears. Without appropriate selection/data the calculator will not be able to determine the number of BREEAM credits. Where the term If the calculator does not confirm the number of credits achieved, check to make sure there are no red arrows indicating an absence of option selection or data entry.
Water consumption - Building microcomponents
|  |  | WC | Urinals | Wash hand basin taps | Showers | Baths | Kitchen taps (staff/residents kitchen) | Domestic sized washing machines | Domestic sized dishwashers | Kitchen taps: restaurant (pre-rinse nozzles only) | Waste disposal unit (commercial kitchens only) | Commercial sized dishwashers | Commercial sized washing machines
| Component assessed for building type (if specified) |  | Yes | Yes | Yes | Yes | Yes | Yes | No | Yes | Yes | Yes | Yes | Yes | Note: Some water consuming microcomponents covered by BREEAM are typically not present in some building types e.g. no baths will be specified in a law court, and therefore these components do not require assessment under Wat01 using this calculation method. The components applicable are indicated opposite. As a result the credits are assessed and awarded on the basis of the performance specification for the components that could potentially be specified (if the methodology confirms the component is applicable, but that component is not specified, then the user must confirm this in the relative cell opposite). In some instances a component may be specified and present but its contribution to overall water consumption may be low, as a result its contribution to achieving BREEAM credits will be low. Likewise, those consuming a significant majority of the water use for a given building type will contribute a greater amount toward achieving BREEAM credits (depending on the component level achieved).This contribution can be checked for each applicable and specified component by referring to the component weighting factors, below.
| Please confirm if this component type is specified in the building and will be installed |  | Please select | Specified | Please select | Please select | Not Specified | Please select | Please select | Please select | Not Specified | Not Specified | Not Specified | Not Specified
| Please select the number of different types of specification that you wish to enter for this component type? |  | Please select | Please select | Please select | Please select |  | Please select | Please select | Please select | Please select | Please select | Please select | Please select
|  |  | ↑ | ↑ | ↑ | ↑ |  | ↑ |  | ↑
| Type 1 | Please confirm the BREEAM water efficient component level achieved for this component - type 1 | Please select |  | Please select | Please select | Please select | Please select | Please select | Please select | Please select | Please select | Please select | Please select
Please confirm the no. of type 1 components specified
|  | Type 1 - aggregate component level | - | 0 | - | - | - | - | - | - | - | - | - | -
|  |  | ↑ | ↑ | ↑ | ↑ |  | ↑ |  | ↑
| Type 2 | Please confirm the BREEAM water efficient component level achieved for this component - type 2 |  | Please select | Please select | Please select | Please select | Please select | Please select | Please select | Please select | Please select | Please select | Please select
Please confirm the no. of type 2 components specified
|  | Type 2 - aggregate component level | 0 | 0 | 0 | 0 | 0 | 0 | 0 | 0 | 0 | 0 | 0 | 0
|  |  | ↑ | ↑ | ↑ | ↑ |  | ↑ |  | ↑
| Type 3 | Please confirm the BREEAM water efficient component level achieved for this component - type 3 | Please select | Please select | Please select | Please select | Please select | Please select | Please select | Please select | Please select | Please select | Please select | Please select
Please confirm the no. of type 3 components specified
|  | Type 3 - aggregate component level | 0 | 0 | 0 | 0 | 0 | 0 | 0 | 0 | 0 | 0 | 0 | 0
|  |  | ↑ | ↑ | ↑ | ↑ |  | ↑ |  | ↑
| Type 4 | Please confirm the BREEAM water efficient component level achieved for this component - type 4 | Please select | Please select | Please select | Please select | Please select | Please select | Please select | Please select | Please select | Please select | Please select | Please select
Please confirm the no. of type 4 components specified
|  | Type 4 - aggregate component level | 0 | 0 | 0 | 0 | 0 | 0 | 0 | 0 | 0 | 0 | 0 | 0
|  |  | ↑ | ↑ | ↑ | ↑ |  | ↑ |  | ↑
| Type 5 | Please confirm the BREEAM water efficient component level achieved for this component - type 5 | Please select | Please select | Please select | Please select | Please select | Please select | Please select | Please select | Please select | Please select | Please select | Please select
Please confirm the no. of type 5 components specified
|  | Type 5 - aggregate component level | 0 | 0 | 0 | 0 | 0 | 0 | 0 | 0 | 0 | 0 | 0 | 0
|  |  | ↑ | ↑ | ↑ | ↑ |  | ↑ |  | ↑
| Type 6 | Please confirm the BREEAM water efficient component level achieved for this component - type 6 | Please select | Please select | Please select | Please select | Please select | Please select | Please select | Please select | Please select | Please select | Please select | Please select
Please confirm the no. of type 6 components specified
|  | Type 6 - aggregate component level | 0 | 0 | 0 | 0 | 0 | 0 | 0 | 0 | 0 | 0 | 0 | 0
|  |  | ↑ | ↑ | ↑ | ↑ |  | ↑ |  | ↑
| Type 7 | Please confirm the BREEAM water efficient component level achieved for this component - type 7 | Please select | Please select | Please select | Please select | Please select | Please select | Please select | Please select | Please select | Please select | Please select | Please select
Please confirm the no. of type 7 components specified
|  | Type 7 - aggregate component level | 0 | 0 | 0 | 0 | 0 | 0 | 0 | 0 | 0 | 0 | 0 | 0
|  |  | ↑ | ↑ | ↑ | ↑ |  | ↑ |  | ↑
| Type 8 | Please confirm the BREEAM water efficient component level achieved for this component - type 8 | Please select | Please select | Please select | Please select | Please select | Please select | Please select | Please select | Please select | Please select | Please select | Please select
Please confirm the no. of type 8 components specified
|  | Type 8 - aggregate component level | 0 | 0 | 0 | 0 | 0 | 0 | 0 | 0 | 0 | 0 | 0 | 0
|  |  | ↑ | ↑ | ↑ | ↑ |  | ↑ |  | ↑
| Total number of fittings for component |  | - | - | - | - | - | - | - | - | - | - | - | -
| Level achieved for component type |  | - | - | - | - | - | - | - | - | - | - | - | -
| Component weighting factor for building type |  | N/A | 100% | N/A | N/A | N/A | N/A | N/A | N/A | N/A | N/A | N/A | N/A
| Contribution to overall component level achieved |  | - | - | - | - | - | - | - | - | - | - | - | -
| Overall component level achieved |  | Baseline | Note: for the purpose of awarding credits this figure is rounded down to the nearest whole component level, e.g. if the total from the individual component levels is 0.7, then the component level achieved is 'Baseline', not Level 1.
Non-Potable Water Yield - Water Recycling
→ | Greywater system specified and installed in compliance with BS8525-1:2010 Greywater Systems - Part 1 Code of Practice |  |  |  |  | Please select
→ | Rainwater system specified and installed in compliance with BS8515:2009 Rainwater Harvesting Systems - Code of practice |  |  |  |  | Please select
→ | Other permissible source of non potable recycled water |  |  |  |  | Please select
| Please give a brief description of source/system |  |  |  |  | e.g. waste water from building process
Please select from the drop down list below how you would like to assess performance of the specified system(s) and then enter the relevant % opposite:
| Please select | [5 empty] | Note: input figure to two decimal places only.
| BREEAM component level achieved for water recycling |  |  |  |  | Baseline | Note: credits only available for achieving BREEAM component level 4 or 5 in the elemental method.
Wat 01 Results
| Total Wat 01 BREEAM credits achieved |  | 0
| Total Wat 01 BREEAM Innovation credits achieved |  | 0
|  | Component weighting factors by building type | 2 | 3 | 4 | 5 | 6 | 7 | 8 | 9 | 10 | 11 | 12 | 13
|  | Building type | WC | Urinal | Basin taps | Shower | Bath | Staff/residents Kitchen taps | Domestic washing machine | Domestic dishwasher | Kitchen taps (pre-rinse nozzle | Waste disposal | Commercial Kitchen dishwasher | Commercial Washing machine | Total | Units | Information source
|  |  | 36.35 | 3.5 | 15.42 | 42 | 36 | 4.77 | N/A | 0.34 | 4.94 | 4.08 | 8 | 49.82 | 205.22 | L/room/day | BD2683 modelled baseline for building type
|  | Hotels and Residential institutions - Short term stay | 17.71% | 1.705% | 7.514% | 20.47% | 17.54% | 2.324% | N/A | 0.1657% | 2.407% | 1.988% | 3.898% | 24.28% | 100%
|  |  | 36.35 | 3.5 | 15.42 | 42 | 36 | 4.77 | N/A | 0.34 | 4.94 | 4.08 | 8 | 49.82 | 205.22 | L/room/day | BD2683 modelled baseline for building type
|  | Prisons - Houseblock | 17.71% | 1.705% | 7.514% | 20.47% | 17.54% | 2.324% | N/A | 0.1657% | 2.407% | 1.988% | 3.898% | 24.28% | 100%
|  |  | 36.35 | 3.5 | 15.42 | 42 | 36 | 4.77 | N/A | 0.34 | 4.94 | 4.08 | 8 | 49.82 | 205.22
|  | Healthcare - hospital | 17.71% | 1.705% | 7.514% | 20.47% | 17.54% | 2.324% | N/A | 0.1657% | 2.407% | 1.988% | 3.898% | 24.28% | 100% | See information source | No specific data found by type for healthcare, therefore for hospitals data from hotels has been used as, of all building types with data, this is assumed to reflect most closely the breakdown in consumption between the microcomponent type for hospitals
|  |  | 187.9831 | 28.1975 | 121.5624 | 151.2637 | N/A | 68.1752 | N/A | 8.5219 | 77.449 | 28.1975 | 9.6498 | 0 | 681 | See information source
|  | Healthcare - GP surgery or health centre/clinic | 27.6% | 4.141% | 17.85% | 22.21% | N/A | 10.01% | N/A | 1.251% | 11.37% | 4.141% | 1.417% | N/A | 100% |  | No specific data found by type for healthcare, therefore the same splits in component types as that used for 'other non domestic building type' are used.
|  |  | 3.665 | 0.885 | 2.08 | N/A | N/A | N/A | N/A | N/A | 0.054 | N/A | 0.067 | N/A | 6.751
|  | Assembly and leisure - cinema | 54.29% | 13.11% | 30.81% | N/A | N/A | N/A | N/A | N/A | 0.7999% | N/A | 0.9924% | N/A | 100% |  | BD2683 modelled baseline for building type
|  |  | 3.665 | 0.885 | 2.08 | N/A | N/A | N/A | N/A | N/A | 0.054 | N/A | 0.067 | N/A | 6.751 | Litres/visitor/day
|  | Assembly and leisure - theatre, music, concert hall | 54.29% | 13.11% | 30.81% | N/A | N/A | N/A | N/A | N/A | 0.7999% | N/A | 0.9924% | N/A | 100% |  | BD2683 modelled baseline for building type
|  |  | 44.1 | 11 | 7.41 | 74.2 | N/A | 5.87 | N/A | N/A | 2.47 | 3.63 | 4 | N/A | 152.68 | L/employee or visit/day
|  | Assembly and Leisure - sports and recreation | 28.88% | 7.205% | 4.853% | 48.6% | N/A | 3.845% | N/A | N/A | 1.618% | 2.378% | 2.62% | N/A | 100% |  | BD2683 modelled baseline for building type. Data for food preparation components has been taken from restaurant data as no specific data for these components in BD2683 for leisure centres.
|  |  | 14.54 | 1.4 | 6.168 | N/A | N/A | N/A | N/A | N/A | N/A | N/A | 3.2 | N/A | 25.308 | L/employee or visitor/day
|  | Retail - Bar/Public House only (no restaurant) | 57.45% | 5.532% | 24.37% | N/A | N/A | N/A | N/A | N/A | N/A | N/A | 12.64% | N/A | 100% |  | BD2683 modelled 'business as usual' approach. Figures are 40% of corresponding component figures for restaurant use (as indicated by table K3)
|  |  | 25.445 | 2.45 | 10.794 | N/A | N/A | N/A | N/A | N/A | 3.458 | 2.856 | 5.6 | N/A | 50.603 | L/employee or visitor/day
|  | Retail - Bar/public house or restaurant | 50.28% | 4.842% | 21.33% | N/A | N/A | N/A | N/A | N/A | 6.834% | 5.644% | 11.07% | N/A | 100% |  | BD2683 modelled 'business as usual' approach. Figures are 70% of corresponding component figures for restaurant use (as indicated by table K3)
|  |  | 187.9831 | 28.1975 | 121.5624 | 151.2637 | N/A | 68.1752 | N/A | 8.5219 | 77.449 | 28.1975 | 9.6498 | 0 | 681 | See information source
|  | Public - Law Court | #VALUE! | #VALUE! | #VALUE! | #VALUE! | #VALUE! | #VALUE! | #VALUE! | #VALUE! | #VALUE! | #VALUE! | #VALUE! | #VALUE! | #VALUE! |  | No specific data available/found for this building type, therefore it uses the same ratios as that for 'Other non-domestic building type'
|  |  | 187.9831 | 28.1975 | 121.5624 | 151.2637 | N/A | 68.1752 | N/A | 8.5219 | 77.449 | 28.1975 | 9.6498 | 0 | 681 | Mega litres/day | WC, urinals, shower, basin taps and kitchen taps are sourced from BNWat22.
|  | Other Non-Domestic Building Type | 27.6% | 4.141% | 17.85% | 22.21% | N/A | 10.01% | N/A | 1.251% | 11.37% | 4.141% | 1.417% | N/A | 100%
|  |  | #VALUE! | N/A | 1818 | 2151 | N/A | 1191 | 841 | 95 | 197.3641 | 163.0052 | 319.618 | 1990.4209 | #VALUE! | Mega litres/day | See comment.
|  | Residential Institutions - Long term stay | #VALUE! | N/A | #VALUE! | #VALUE! | N/A | #VALUE! | #VALUE! | #VALUE! | #VALUE! | #VALUE! | #VALUE! | #VALUE! | #VALUE!
|  | Residential | #VALUE! | N/A | #VALUE! | #VALUE! | N/A | #VALUE! | #VALUE! | #VALUE! | #VALUE! | #VALUE! | #VALUE! | #VALUE! | #VALUE!
Note: The Baseline scenario utilises devices that comply with current building regulations.
|  |  | Applicable | Applicable | Applicable | Applicable | Applicable | Applicable | Not Applicable | Applicable | Applicable | Applicable | Applicable | Applicable |  |  | Note: water consumption from ice makers in restaurants, hotels and bars not included in the data
|  | Component weightings for selected building type | N/A | 1.705% | N/A | N/A | N/A | N/A | N/A | N/A | N/A | N/A | N/A | N/A | 1.705%
|  | Component weightings adjusted for components specified | N/A | 100% | N/A | N/A | N/A | N/A | N/A | N/A | N/A | N/A | N/A | N/A | 100%
|  |  | Please select | Please select | Please select | Please select | Please select | Please select | Not Applicable | Please select | Please select | Please select | Please select | Please select
|  |  | Baseline | Baseline | Baseline | Baseline | Baseline | Baseline |  | Baseline | Baseline | Baseline | Baseline | Baseline
|  |  | 1 | 1 | 1 | 1 | 1 | 1 |  | 1 | 1 | 1 | 1 | 1
|  |  | 2 | 2 | 2 | 2 | 2 | 2 |  | 2 | 2 | 2 | 2 | 2
|  |  | 3 | 3 | 3 | 3 | 3 | 3 |  | 3 | 3 | 3 | 3 | 3
|  |  | 4 | 4 | 4 | 4 | 4 | 4 |  | 4 | 4 | 4 | 4 | 4
|  |  | 5 | 5 | 5 | 5 | 5 | 5 |  | 5 | 5 | 5 | 5 | 5
|  | 7 | 0 5: Please select
|  | N/A | 0 5: Yes; 0 7: Overall Component level; 0 8: Credits; 0 9: 4; 0 10: 5
[6 empty] | No |  | Baseline | 0 | 1 | 2
|  | Please select | 0 5: System not specified; 0 7: 1; 0 8: 1; 0 9: 2; 0 10: 3
|  | 1 | 0 7: 2; 0 8: 2; 0 9: 3; 0 10: 4
|  | 2 | 0 5: Please select; 0 7: 3; 0 8: 3; 0 9: 4; 0 10: 5
|  | 3 | 0 5: Yes; 0 7: 4; 0 8: 3; 0 9: 4; 0 10: 5
|  | 4 | 0 5: No; 0 7: 5; 0 8: 4; 0 9: 5; 0 10: 5
5
|  | 6 | 0 7: Greywater/rainwater component level; 0 8: Credits
|  | 7 | 0 5: Please select; 0 7: Baseline; 0 8: 0
|  | 8 | 0 5: Specified; 0 7: 1; 0 8: 0
[6 empty] | Not Specified |  | 2 | 0
[8 empty] | 3 | 0
|  | Requires building information | 0 7: 4; 0 8: 1
[8 empty] | 5 | 2
|  | Please select | 0 7: Up to level 2; 0 8: 0
Actual/equivalent % of the building's flushing demand to be met using recycled non potable water from the above system(s)
|  | Actual % of the total rainwater run-off from the roof catchment area collected and used to meet flushing/other permissible demand | 0 6: Component credits; 0 7: 0
|  | Actual % of the total waste water from taps and showers collected and recycled to meet flushing/other permissible demand | 0 6: Water recycling credits; 0 7: 0
[7 empty] | Total | 0 | Note: 5 credits is the maximum
Please select
Healthcare - Hospital
Healthcare - GP surgery or health centre/clinic
Prisons - Houseblock
Public - Law Court
Residential Institution - Hotel
Assembly and Leisure - Cinema
Assembly and Leisure - Theatre, Music, Concert Hall
Assembly and Leisure - Sports and Recreation
Retail - Bar/Public House only (no restaurant)
Retail - Bar/Public House with restaurant
Other Non-Domestic Building Type
|  | Residential | 0 2: <previously Other Residential Building Type
Please select
Bath only
Shower only
Bath and shower
Please select:
Hotels and Residential institutions - Short term stay
Residential Institutions - Long term stay
Residential
Retail - Bar/Public House only (no restaurant)
Retail - Bar/Public House or restaurant
Other Non-Domestic Building Type
Note on E106: Where urinals are specified in the building half the total of 2103 for WCs (to account for male use only) is adjusted by a usage ratio of 1 WC uses for every 3 urinal uses (this ratio is that used in non-domestic buildings where urinals are specified). This is further adjusted by the number of Urinals to WCs as it is assumed that for this building type there maybe some urinals, for example in facilities associated with an office or other non domestic area of the building, but that the urinals maybe small in number relative to the number of WCs. This total is then subtracted from the WC use and added to the urinal usage.
Note on G106: The total figure for showers and baths from BNWate 22 is 2151. Where only showers or baths are specified this total is used. Where both are available the total 2151 is adjusted in accordance with the use factor from the water consumption calculation for new dwellings, as follows: Bath, where shower present: 0.11 Bath only: 0.5 Assuming 1 use per person per day (as per the new dwellings methodology), where a bath/shower is present the shower will be used 89% of the time (and bath the remaining 11%). Likewise, if only a bath is present then it is used once every two days i.e. 0.5 usage factor).
Note on H106: The total figure for showers and baths from BNWate 22 is 2151. Where only showers or baths are specified this total is used. Where both are available the total 2151 is adjusted in accordance with the use factor from the water consumption calculation for new dwellings, as follows: Bath, where shower present: 0.11 Bath only: 0.5 Assuming 1 use per person per day (as per the new dwellings methodology), where a bath/shower is present the shower will be used 89% of the time (and bath the remaining 11%). Likewise, if only a bath is present then it is used once every two days i.e. 0.5 usage factor).
Note on L106: This figure is inferred using the percentage split form hotels for this component and applying this to the total for residential use of 8199 ML/day for WCs, WHBs, Showers/Baths, kitchen taps, dishwasher and washing machines, as sourced from BNWatt22. It is envisage that few residential institutions will have this component, unless they have a commercial kitchen associated with the development, but a figure is provided so that those residential developments with this component can be assessed.
Note on M106: This figure is inferred using the percentage split form hotels for this component and applying this to the total for residential use of 8199 ML/day for WCs, WHBs, Showers/Baths, kitchen taps, dishwasher and washing machines, as sourced from BNWatt22. It is envisage that few residential institutions will have this component, unless they have a commercial kitchen associated with the development, but a figure is provided so that those residential developments with this component can be assessed.
Note on N106: This figure is inferred using the percentage split form hotels for this component and applying this to the total for residential use of 8199 ML/day for WCs, WHBs, Showers/Baths, kitchen taps, dishwasher and washing machines, as sourced from BNWatt22. It is envisage that few residential institutions will have this component, unless they have a commercial kitchen associated with the development, but a figure is provided so that those residential developments with this component can be assessed.
Note on O106: This figure is inferred using the percentage split form hotels for this component and applying this to the total for residential use of 8199 ML/day for WCs, WHBs, Showers/Baths, kitchen taps, dishwasher and washing machines, as sourced from BNWatt22. It is envisage that few residential institutions will have this component, unless they have a commercial kitchen associated with the development, but a figure is provided so that those residential developments with this component can be assessed.
Note on R106: BNWat22 confirms 681 mega-litres per day for non domestic buildings. Using this total and the following ratio of use/component, the splits have been determined for this building type: WC = 27.60% Urinal = 4.14% WHB (includes the fixed use from vessel filling) = 17.85% Shower = 22.2% Kitchen taps = 10.00% Domestic dishwasher = 1.25% Pre-rinse nozzle )Includes food prep fixed use from taps) = 11.37 Commercial dishwasher = 1.42% Waste disposal = 4.14% The above ratios are based on modelling carried out using the BREEAM offices water calculator, assuming a standard office (2000m2) with staff canteen (100m2) with baseline component specification. Office usage data was used as, in-lieu of other general information on the split in consumption by component, it is likely to reflect the split most closely for other types of building (though if other data for a specific building type is available, then this used be used in future versions of this calculator).

## Average flow rate calculator
BREEAM International 2016 / Version 6 Wat 01 Water Consumption: Average flow rate calculator
Building Details | [5 empty] | Key
Cells that are white with a black border require user input (data entry/option selection)
Building name | [6 empty] | Cells that are light grey contain fixed data or a formula and do not require any user input
BRE Assessment Reference No.
WCs
WC type |  | Specification Effective flush volume (litres) | Quantity (No.) |  | Total per fitting type
1 |  |  |  |  | 0
2 |  |  |  |  | 0
3 |  |  |  |  | 0
4 |  |  |  |  | 0
5 |  |  |  |  | 0
|  | Total | 0 |  | 0
Average effective flushing volume (litres)
Urinals
Urinals - automatically operated flushing cisterns
Urinal Flushing System type | Specification Cistern capacity (litres) | Flushing Frequency (flushes/hr) | Quantity (No.) |  | Total per fitting type
1 |  |  |  | 0 | 0
2 |  |  |  | 0 | 0
3 |  |  |  | 0 | 0
4 |  |  |  | 0 | 0
5 |  |  |  | 0 | 0
|  |  |  | 0 | 0
Average cistern capacity (litres)
|  |  | No. of cisterns |  | 0
Average flushing frequency (flushes/hour)
Urinals - Manual or automatically operated pressure flushing valves
Urinal Flushing System type |  | Specification Flush volume (litres) | Quantity (No.) |  | Total per fitting type
1 |  |  |  |  | 0
2 |  |  |  |  | 0
3 |  |  |  |  | 0
4 |  |  |  |  | 0
5 |  |  |  |  | 0
|  | Total | 0 |  | 0
Average flush volume (litres)
Taps (excluding kitchen sink taps)
Tap type |  | Specification Flow rate (litres/minute) | Quantity (No.) |  | Total per fitting type
1 |  |  |  |  | 0
2 |  |  |  |  | 0
3 |  |  |  |  | 0
4 |  |  |  |  | 0
5 |  |  |  |  | 0
|  | Total | 0 |  | 0
Average flow rate (litres/min)
|  |  | Proportionate flow rate (litres/min) |  | 0
Kitchen sink taps
Tap type |  | Specification Flow rate (litres/minute) | Quantity (No.) |  | Total per fitting type
1 |  |  |  |  | 0
2 |  |  |  |  | 0
3 |  |  |  |  | 0
4 |  |  |  |  | 0
5 |  |  |  |  | 0
|  | Total | 0 |  | 0
Average flow rate (litres/min)
|  |  | Proportionate flow rate (litres/min) |  | 0
Showers
Shower type |  | Specification Flow rate (litres/minute) | Quantity (No.) |  | Total per fitting type
1 |  |  |  |  | 0
2 |  |  |  |  | 0
3 |  |  |  |  | 0
4 |  |  |  |  | 0
5 |  |  |  |  | 0
|  | Total | 0 |  | 0
Average flow rate (litres/min)
|  |  | Proportionate flow rate (litres/min) |  | 0
Baths
bath type |  | Specification Capacity to overflow (litres) | Quantity (No.) |  | Total per fitting type
1 |  |  |  |  | 0
2 |  |  |  |  | 0
3 |  |  |  |  | 0
4 |  |  |  |  | 0
5 |  |  |  |  | 0
|  | Total | 0 |  | 0
Average capacity to overflow (litres)
|  |  | Proportionate capacity to overflow (litres) |  | 0
Note on E24: Enter the number of times that the specified cistern will flush per hour (assuming the default period of operation for the building type, which is given in the relevant calculator). Where infrared sensing flushing control or some form of mechanical flush control is specified, the frequency must be based on the pre-set flushing frequency (confirmed by the design team or building's end user). Alternatively, the flush controllers factory default setting or a default figure necessary to maintain compliance with the Water Supply (Water Fittings) Regulations can be used, as follows: 7.5 litres/hour/bowl where cistern serves two or more urinal bowls. Or 10 litres/hour/bowl where cistern serves only one urinal bowl. Where urinals are likely to go longer than 30 minutes without flushing after use it should be confirmed that the urinals bowls are of a type designed for low flushing frequency. This is to avoid standard urinals being specified and the flushing frequency being set low to reduce water demand; this can cause hygienic problems and unnecessary maintenance (avoided through proper specification and system set-up).
Note on H57: Note: Where the average flow rate is lower than the proportionate flow rate, the proportionate figure must be used. The proportionate figure limits the flow rate that can be specified to a proportion equal to 70 per cent of the highest flow rate/volume. This reduces the benefit of specifying ultra low fittings to bring the average flow rate, where such ultra low fittings may not be acceptable to the occupants.
Note on H59: Note: Where the average flow rate is lower than the proportionate flow rate, the proportionate figure must be used. The proportionate figure limits the flow rate that can be specified to a proportion equal to 70 per cent of the highest flow rate/volume. This reduces the benefit of specifying ultra low fittings to bring the average flow rate, where such ultra low fittings may not be acceptable to the occupants.
Note on H71: Note: Where the average flow rate is lower than the proportionate flow rate, the proportionate figure must be used. The proportionate figure limits the flow rate that can be specified to a proportion equal to 70 per cent of the highest flow rate/volume. This reduces the benefit of specifying ultra low fittings to bring the average flow rate, where such ultra low fittings may not be acceptable to the occupants.
Note on H73: Note: Where the average flow rate is lower than the proportionate flow rate, the proportionate figure must be used. The proportionate figure limits the flow rate that can be specified to a proportion equal to 70 per cent of the highest flow rate/volume. This reduces the benefit of specifying ultra low fittings to bring the average flow rate, where such ultra low fittings may not be acceptable to the occupants.
Note on H85: Note: Where the average flow rate is lower than the proportionate flow rate, the proportionate figure must be used. The proportionate figure limits the flow rate that can be specified to a proportion equal to 70 per cent of the highest flow rate/volume. This reduces the benefit of specifying ultra low fittings to bring the average flow rate, where such ultra low fittings may not be acceptable to the occupants.
Note on H87: Note: Where the average flow rate is lower than the proportionate flow rate, the proportionate figure must be used. The proportionate figure limits the flow rate that can be specified to a proportion equal to 70 per cent of the highest flow rate/volume. This reduces the benefit of specifying ultra low fittings to bring the average flow rate, where such ultra low fittings may not be acceptable to the occupants.
Note on H99: Note: Where the average flow rate is lower than the proportionate flow rate, the proportionate figure must be used. The proportionate figure limits the flow rate that can be specified to a proportion equal to 70 per cent of the highest flow rate/volume. This reduces the benefit of specifying ultra low fittings to bring the average flow rate, where such ultra low fittings may not be acceptable to the occupants.
Note on H101: Note: Where the average flow rate is lower than the proportionate flow rate, the proportionate figure must be used. The proportionate figure limits the flow rate that can be specified to a proportion equal to 70 per cent of the highest flow rate/volume. This reduces the benefit of specifying ultra low fittings to bring the average flow rate, where such ultra low fittings may not be acceptable to the occupants.

## Schedule of changes
BREEAM International 2016 / Version 6 Wat 01 Calculator
Current Version | Release date | Description of changes/additions to previous version resulting in current version
4.3 | 2024-04-05 | Lookup error in the Industrial Tab fixed
Previous Versions | Release date | Description of changes/additions
4.2 | 2024-02-06 | Rounding error fixed on Other Building Type Calculator related to the componant level
4.1 | 2022-05-31 | Title updated to include BREEAM International New Construction Version 6
4 | 2021-11-23 | Included the Precipitation Zone cell in the Education tab and improved the links between precipitation zones and credits achieved
3 | 2017-02-21 | Included 'Retail - bar/public house or restaurant' and 'Retail - bar/public house (no restaurant)' building types within Other building type calculator.
2 | 2016-11-08 | Fixed error in selecting Residential Institutions - Long term stay building type within Other building type calculator.
1 | 2016-03-21 | BREEAM International New Construction 2016 go live version.
DE AH Versioin